{"text_format":"1","workbook":"xlsx","n_sheets":16,"sheets":["Instructions","Data Input","Calculations","Results","DataCollectionNeeds","Pick Lists","Fuel EFs","DataProjection","Country Parameters","Grid EFs","LineLoss","Conversions","Diesel Efficiency Estimator","PlotData","IEA EFs - Grid","WEO Projections"],"not_rendered":{"charts":3,"images":9,"macros":1,"external_links":1,"defined_names":229,"comments":7,"pivot_tables":0},"unopened":[],"bounds":{"document_bytes":16777216,"sheet_cells":100000,"rows_first":2000,"rows_last":500,"rows_between":2000,"halvings":0,"cell_chars":16384,"cell_head_chars":4096},"cells_cut":0,"cells_raw":0,"read":"whole","date_system":"1900"}

{"sheet":"Instructions","index":0,"n_rows":33,"n_cols":4,"rows_kept":33,"cut":false,"hidden":false,"merged":[[6,1,6,2],[1,1,1,3],[2,1,2,2],[3,1,3,2],[5,1,5,2],[4,1,4,2]]}
[]
[null,"USAID Clean Energy GHG Projections Calculator"]
[null,"Purpose:",null,"This tool assists USAID operating units in calculating the projected greenhouse gas (GHG) emissions reduced\nor avoided through 2070 from clean energy projects and programs."]
[null,"Version Number:",null,"Version 2.0"]
[null,"Version Date:",null,"October, 2023"]
[null,"Activity Type:",null,"GHG Projections Calculator for Clean Energy Activities"]
[]
[]
[null,"Instructions:"]
[null,"If your clean energy activity involves multiple actions, each action may have to be estimated separately using this calculator. "]
[null,"Note: Please enable macros before beginning."]
[]
[null,"Step 1: Enter program information in the \"Action Information\" section of the \"Data Input\" page."]
[]
[null,"Step 2: Specify the clean energy type and enter the data for respective technology type on the \"Energy Information and Data\" section of the \"Data Input\" page."]
[]
[null,"Step 3: Review the default values used and accept or modify the values."]
[]
[null,"Step 4: List any assumptions on the data from the action at the bottom of the \"Data Input\" page."]
[]
[null,"Step 5: Click on the \"Review Calculations\" arrow to proceed to the \"Calculations\" page."]
[]
[null,"Step 6: Review calculations."]
[]
[null,"Step 7: Click on the \"View Results\" arrow to review the final calculation of annual emission reductions."]
[]
[null,"Step 8: Report emission reductions to the Global Climate Change Office through the FACTS Info database."]
[]
[null,"Legend:"]
[null,null,"Cell Color Legend:"]
[null,null,null,"Yellow cells are Input Fields."]
[null,null,null,"Green cells are GHG reduction estimates."]
[null,null,null,"White cells are calculations fields and are not editable."]

{"sheet":"Data Input","index":1,"n_rows":493,"n_cols":14,"rows_kept":493,"cut":false,"hidden":false,"merged":[[453,3,453,5],[35,3,35,5],[329,3,329,5],[330,3,330,5],[331,3,331,5],[332,3,332,5],[434,3,434,5],[435,3,435,5],[436,3,436,5],[437,3,437,5],[438,3,438,5],[320,3,320,5],[321,3,321,5],[322,3,322,5],[323,3,323,5],[324,3,324,5],[325,3,325,5],[326,3,326,5],[327,3,327,5],[328,3,328,5],[245,3,245,5],[246,3,246,5],[247,3,247,5],[248,3,248,5],[250,3,250,5],[251,3,251,5],[252,3,252,5],[253,3,253,5],[175,3,175,5],[176,3,176,5],[177,3,177,5],[178,3,178,5],[234,3,234,5],[235,3,235,5],[236,3,236,5],[237,3,237,5],[238,3,238,5],[166,3,166,5],[167,3,167,5],[168,3,168,5],[169,3,169,5],[170,3,170,5],[171,3,171,5],[172,3,172,5],[173,3,173,5],[174,3,174,5],[106,3,106,5],[107,3,107,5],[159,3,159,5],[160,3,160,5],[161,3,161,5],[162,3,162,5],[163,3,163,5],[164,3,164,5],[165,3,165,5],[128,3,128,5],[129,3,129,5],[118,3,118,5],[126,3,126,5],[133,3,133,5],[119,3,119,5],[132,3,132,5],[131,3,131,5],[125,3,125,5],[130,3,130,5],[122,3,122,5],[127,3,127,5],[124,3,124,5],[120,3,120,5],[141,3,141,5],[97,3,97,5],[98,3,98,5],[99,3,99,5],[100,3,100,5],[101,3,101,5],[102,3,102,5],[103,3,103,5],[104,3,104,5],[105,3,105,5],[88,3,88,5],[89,3,89,5],[90,3,90,5],[91,3,91,5],[92,3,92,5],[93,3,93,5],[94,3,94,5],[95,3,95,5],[96,3,96,5],[283,3,283,5],[278,3,278,5],[308,3,308,5],[293,3,293,5],[279,3,279,5],[280,3,280,5],[196,3,196,5],[273,3,273,5],[274,3,274,5],[282,3,282,5],[296,3,296,5],[272,3,272,5],[286,3,286,5],[284,3,284,5],[281,3,281,5],[295,3,295,5],[198,3,198,5],[239,3,239,5],[240,3,240,5],[241,3,241,5],[242,3,242,5],[243,3,243,5],[244,3,244,5],[249,3,249,5],[142,3,142,5],[143,3,143,5],[144,3,144,5],[145,3,145,5],[146,3,146,5],[399,3,399,5],[394,3,394,5],[260,3,260,5],[268,3,268,5],[290,3,290,5],[147,3,147,5],[148,3,148,5],[149,3,149,5],[150,3,150,5],[151,3,151,5],[152,3,152,5],[153,3,153,5],[154,3,154,5],[183,3,183,5],[202,3,202,5],[199,3,199,5],[219,3,219,5],[189,3,189,5],[307,3,307,5],[494,2,499,10],[256,3,256,5],[258,3,258,5],[264,3,264,5],[266,3,266,5],[409,3,409,5],[406,3,406,5],[139,3,139,5],[123,3,123,5],[270,3,270,5],[275,3,275,5],[191,3,191,5],[276,3,276,5],[277,3,277,5],[403,3,403,5],[137,3,137,5],[138,3,138,5],[134,3,134,5],[185,3,185,5],[204,3,204,5],[200,3,200,5],[201,3,201,5],[135,3,135,5],[136,3,136,5],[464,3,464,9],[398,3,398,5],[181,3,181,5],[292,3,292,5],[287,3,287,5],[288,3,288,5],[289,3,289,5],[210,3,210,5],[400,3,400,5],[197,3,197,5],[194,3,194,5],[195,3,195,5],[213,3,213,5],[203,3,203,5],[214,3,214,5],[205,3,205,5],[411,3,411,5],[404,3,404,5],[414,3,414,5],[396,3,396,5],[401,3,401,5],[402,3,402,5],[397,3,397,5],[408,3,408,5],[3,1,4,9],[33,3,33,5],[37,3,37,5],[39,3,39,5],[41,3,41,5],[49,3,49,5],[45,3,45,5],[21,7,25,9],[48,3,48,5],[43,3,43,5],[47,3,47,5],[51,3,51,5],[53,3,53,5],[61,3,61,5],[63,3,63,5],[60,3,60,5],[57,3,57,5],[50,3,50,5],[52,3,52,5],[294,3,294,5],[285,3,285,5],[59,3,59,5],[55,3,55,5],[54,3,54,5],[56,3,56,5],[62,3,62,5],[64,3,64,5],[58,3,58,5],[114,3,114,5],[121,3,121,5],[110,3,110,5],[65,3,65,5],[116,3,116,5],[68,3,68,5],[112,3,112,5],[66,3,66,5],[67,3,67,5],[140,3,140,5],[291,3,291,5],[187,3,187,5],[206,3,206,5],[209,3,209,5],[207,3,207,5],[220,3,220,5],[221,3,221,5],[222,3,222,5],[223,3,223,5],[225,3,225,5],[226,3,226,5],[227,3,227,5],[228,3,228,5],[229,3,229,5],[230,3,230,5],[231,3,231,5],[232,3,232,5],[233,3,233,5],[254,3,254,5],[262,3,262,5],[224,3,224,5],[69,3,69,5],[70,3,70,5],[71,3,71,5],[72,3,72,5],[73,3,73,5],[303,3,303,5],[304,3,304,5],[305,3,305,5],[306,3,306,5],[74,3,74,5],[75,3,75,5],[76,3,76,5],[77,3,77,5],[78,3,78,5],[79,3,79,5],[80,3,80,5],[81,3,81,5],[155,3,155,5],[156,3,156,5],[157,3,157,5],[158,3,158,5],[179,3,179,5],[215,3,215,5],[216,3,216,5],[82,3,82,5],[83,3,83,5],[84,3,84,5],[85,3,85,5],[86,3,86,5],[87,3,87,5],[108,3,108,5],[415,3,415,5],[416,3,416,5],[297,3,297,5],[298,3,298,5],[299,3,299,5],[300,3,300,5],[301,3,301,5],[302,3,302,5],[333,3,333,5],[217,3,217,5],[218,3,218,5],[193,3,193,5],[208,3,208,5],[212,3,212,5],[211,3,211,5],[413,3,413,5],[410,3,410,5],[417,3,417,5],[309,3,309,5],[310,3,310,5],[311,3,311,5],[312,3,312,5],[429,3,429,5],[418,3,418,5],[419,3,419,5],[420,3,420,5],[421,3,421,5],[422,3,422,5],[423,3,423,5],[412,3,412,5],[393,3,393,5],[405,3,405,5],[407,3,407,5],[395,3,395,5],[313,3,313,5],[314,3,314,5],[315,3,315,5],[316,3,316,5],[317,3,317,5],[318,3,318,5],[319,3,319,5],[430,3,430,5],[431,3,431,5],[432,3,432,5],[433,3,433,5],[454,3,454,5],[424,3,424,5],[425,3,425,5],[426,3,426,5],[427,3,427,5],[428,3,428,5],[439,3,439,5],[440,3,440,5],[441,3,441,5],[442,3,442,5],[443,3,443,5],[444,3,444,5],[445,3,445,5],[446,3,446,5],[447,3,447,5],[448,3,448,5],[449,3,449,5],[450,3,450,5],[451,3,451,5],[452,3,452,5]]}
[]
[null,"Action Information and Data Input"]
[]
[null,"Use this form to enter information about the action and its energy use."]
[]
[]
[]
[]
[null,"Section 1 - Action Information"]
[null,"Required fields *"]
[]
[null,null,null,"About the Action",null,null,null,"Reporting Details and Worksheet Status"]
[]
[null,null,null,"Implementing Mechanism Number*",null,null,null,"Point of Contact (Name)"]
[null,null,null,"Implementing Mechanism Name*",null,null,null,"Contact Email"]
[null,null,null,"Action Name*",null,null,null,"Contact Phone (Including Country Code)"]
[null,null,null,"What is the current fiscal year or the year in which the action is being reported?*",null,null,null," Worksheet Status"]
[null,null,null,"Select the first year when the project is expected to reduce or avoid GHG emissions (i.e., the project is in operation)*",null,null,null," Worksheet Date"]
[null,null,null,"Operating Unit"]
[null,null,null,"Implementing Partner",null,null,null,"Description of the Action"]
[]
[null,null,null,"Location of the Action"]
[null,null,null,"Country*"]
[null,null,null,"Subnational Region, State, or Province"]
[null,null,null,"City"]
[null,null,null,"Geographic Coordinates"]
[]
[]
[]
[null,"Section 2 - Energy Information and Data"]
[null,"Required fields *"]
[]
[]
[null,null,null,"What is the clean energy result of the action? *"]
[null,null,null,null,null,null,null,null,null,null,null,null,{"$f":"ISTEXT(Section2Trigger)","v":false}]
[null,null,null,"How many years is this project expected to be in operation (e.g., lifetime of the system)?*",null,null,null,null,null,null,null,null,{"$f":"ISTEXT(Section2Trigger)","v":false},{"$f":"ISNUMBER(ProjLifetime)","v":false}]
[null,null,null,null,null,null,null,null,null,null,null,null,{"$f":"ISTEXT(Section2Trigger)","v":false}]
[null,null,null,"Will the action replace direct fuel consumption (e.g., for heating, cooking, or lighting)? If so, select ‘Yes’. \nIf the action will replace electricity (e.g., from the grid or on-site generators), please select 'No’. *",null,null,null,null,null,null,null,null,{"$f":"Section2Trigger=RenewableElectricity","v":false}]
[null,null,null,null,null,null,null,null,null,null,null,null,{"$f":"Start","v":false}]
[null,null,null,"Select the type of fuel reduced/avoided by the action: *",null,null,null,null,null,null,null,null,{"$f":"ElecReplFuel='Pick Lists'!B51","v":false}]
[null,null,null,null,null,null,null,null,null,null,null,null,{"$f":"M40","v":false}]
[null,null,null,"Does the impact of your action remain constant each year, or do you expect the impacts to change over time (e.g. grow)? *",null,null,null,null,null,null,null,null,{"$f":"M41","v":false}]
[null,null,null,null,null,null,null,null,null,null,null,null,{"$f":"M42","v":false}]
[null,null,null,"Do you want to enter the amount of fuel reduced/avoided for each year, or forecast the amount using an annual rate of change from the First Year of Operation? *",null,null,null,null,null,null,null,null,{"$f":"AND(M42,Ren1EnterDefault='Pick Lists'!B283)","v":false}]
[null,null,null,null,null,null,null,null,null,null,null,null,{"$f":"M44","v":false}]
[null,null,null,"Enter the amount of fuel reduced/avoided from this action during the First Year of Operation: *",null,null,null,null,null,"Gigajoules (GJ)",null,null,{"$f":"AND(ElecReplFuel='Pick Lists'!B51,OR(H44='Pick Lists'!B288,H42='Pick Lists'!B282))","v":false}]
[null,null,null,null,null,null,null,null,null,null,null,null,{"$f":"M46","v":false}]
[null,null,null,"Enter the amount of fuel reduced/avoided each year: *",null,null,null,null,null,"Gigajoules (GJ)",null,null,{"$f":"AND(ElecReplFuel='Pick Lists'!B51,H44='Pick Lists'!B287)","v":false}]
[null,null,null,{"$f":"Start_Year","v":2010},null,null,null,null,null,{"$f":"RenFuelUnit2","v":"Gigajoules (GJ)"},null,null,{"$f":"AND($M$48,D49<=projendyear,D49>=AdoptionYear)","v":false}]
[null,null,null,{"$f":"D49+1","v":2011},null,null,null,null,null,"Gigajoules (GJ)",null,null,{"$f":"AND($M$48,D50<=projendyear,D50>=AdoptionYear)","v":false}]
[null,null,null,{"$f":"D50+1","v":2012},null,null,null,null,null,"Gigajoules (GJ)",null,null,{"$f":"AND($M$48,D51<=projendyear,D51>=AdoptionYear)","v":false}]
[null,null,null,2013,null,null,null,null,null,"Gigajoules (GJ)",null,null,{"$f":"AND($M$48,D52<=projendyear,D52>=AdoptionYear)","v":false}]
[null,null,null,2014,null,null,null,null,null,"Gigajoules (GJ)",null,null,{"$f":"AND($M$48,D53<=projendyear,D53>=AdoptionYear)","v":false}]
[null,null,null,2015,null,null,null,null,null,"Gigajoules (GJ)",null,null,{"$f":"AND($M$48,D54<=projendyear,D54>=AdoptionYear)","v":false}]
[null,null,null,2016,null,null,null,null,null,"Gigajoules (GJ)",null,null,{"$f":"AND($M$48,D55<=projendyear,D55>=AdoptionYear)","v":false}]
[null,null,null,2017,null,null,null,null,null,"Gigajoules (GJ)",null,null,{"$f":"AND($M$48,D56<=projendyear,D56>=AdoptionYear)","v":false}]
[null,null,null,2018,null,null,null,null,null,"Gigajoules (GJ)",null,null,{"$f":"AND($M$48,D57<=projendyear,D57>=AdoptionYear)","v":false}]
[null,null,null,2019,null,null,null,null,null,"Gigajoules (GJ)",null,null,{"$f":"AND($M$48,D58<=projendyear,D58>=AdoptionYear)","v":false}]
[null,null,null,2020,null,null,null,null,null,"Gigajoules (GJ)",null,null,{"$f":"AND($M$48,D59<=projendyear,D59>=AdoptionYear)","v":false}]
[null,null,null,2021,null,null,null,null,null,"Gigajoules (GJ)",null,null,{"$f":"AND($M$48,D60<=projendyear,D60>=AdoptionYear)","v":false}]
[null,null,null,2022,null,null,null,null,null,"Gigajoules (GJ)",null,null,{"$f":"AND($M$48,D61<=projendyear,D61>=AdoptionYear)","v":false}]
[null,null,null,2023,null,null,null,null,null,"Gigajoules (GJ)",null,null,{"$f":"AND($M$48,D62<=projendyear,D62>=AdoptionYear)","v":false}]
[null,null,null,2024,null,null,null,null,null,"Gigajoules (GJ)",null,null,{"$f":"AND($M$48,D63<=projendyear,D63>=AdoptionYear)","v":false}]
[null,null,null,2025,null,null,null,null,null,"Gigajoules (GJ)",null,null,{"$f":"AND($M$48,D64<=projendyear,D64>=AdoptionYear)","v":false}]
[null,null,null,2026,null,null,null,null,null,"Gigajoules (GJ)",null,null,{"$f":"AND($M$48,D65<=projendyear,D65>=AdoptionYear)","v":false}]
[null,null,null,2027,null,null,null,null,null,"Gigajoules (GJ)",null,null,{"$f":"AND($M$48,D66<=projendyear,D66>=AdoptionYear)","v":false}]
[null,null,null,2028,null,null,null,null,null,"Gigajoules (GJ)",null,null,{"$f":"AND($M$48,D67<=projendyear,D67>=AdoptionYear)","v":false}]
[null,null,null,2029,null,null,null,null,null,"Gigajoules (GJ)",null,null,{"$f":"AND($M$48,D68<=projendyear,D68>=AdoptionYear)","v":false}]
[null,null,null,2030,null,null,null,null,null,"Gigajoules (GJ)",null,null,{"$f":"AND($M$48,D69<=projendyear,D69>=AdoptionYear)","v":false}]
[null,null,null,2031,null,null,null,null,null,"Gigajoules (GJ)",null,null,{"$f":"AND($M$48,D70<=projendyear,D70>=AdoptionYear)","v":false}]
[null,null,null,2032,null,null,null,null,null,"Gigajoules (GJ)",null,null,{"$f":"AND($M$48,D71<=projendyear,D71>=AdoptionYear)","v":false}]
[null,null,null,2033,null,null,null,null,null,"Gigajoules (GJ)",null,null,{"$f":"AND($M$48,D72<=projendyear,D72>=AdoptionYear)","v":false}]
[null,null,null,2034,null,null,null,null,null,"Gigajoules (GJ)",null,null,{"$f":"AND($M$48,D73<=projendyear,D73>=AdoptionYear)","v":false}]
[null,null,null,2035,null,null,null,null,null,"Gigajoules (GJ)",null,null,{"$f":"AND($M$48,D74<=projendyear,D74>=AdoptionYear)","v":false}]
[null,null,null,2036,null,null,null,null,null,"Gigajoules (GJ)",null,null,{"$f":"AND($M$48,D75<=projendyear,D75>=AdoptionYear)","v":false}]
[null,null,null,2037,null,null,null,null,null,"Gigajoules (GJ)",null,null,{"$f":"AND($M$48,D76<=projendyear,D76>=AdoptionYear)","v":false}]
[null,null,null,2038,null,null,null,null,null,"Gigajoules (GJ)",null,null,{"$f":"AND($M$48,D77<=projendyear,D77>=AdoptionYear)","v":false}]
[null,null,null,2039,null,null,null,null,null,"Gigajoules (GJ)",null,null,{"$f":"AND($M$48,D78<=projendyear,D78>=AdoptionYear)","v":false}]
[null,null,null,2040,null,null,null,null,null,"Gigajoules (GJ)",null,null,{"$f":"AND($M$48,D79<=projendyear,D79>=AdoptionYear)","v":false}]
[null,null,null,2041,null,null,null,null,null,"Gigajoules (GJ)",null,null,{"$f":"AND($M$48,D80<=projendyear,D80>=AdoptionYear)","v":false}]
[null,null,null,2042,null,null,null,null,null,"Gigajoules (GJ)",null,null,{"$f":"AND($M$48,D81<=projendyear,D81>=AdoptionYear)","v":false}]
[null,null,null,2043,null,null,null,null,null,"Gigajoules (GJ)",null,null,{"$f":"AND($M$48,D82<=projendyear,D82>=AdoptionYear)","v":false}]
[null,null,null,2044,null,null,null,null,null,"Gigajoules (GJ)",null,null,{"$f":"AND($M$48,D83<=projendyear,D83>=AdoptionYear)","v":false}]
[null,null,null,2045,null,null,null,null,null,"Gigajoules (GJ)",null,null,{"$f":"AND($M$48,D84<=projendyear,D84>=AdoptionYear)","v":false}]
[null,null,null,2046,null,null,null,null,null,"Gigajoules (GJ)",null,null,{"$f":"AND($M$48,D85<=projendyear,D85>=AdoptionYear)","v":false}]
[null,null,null,2047,null,null,null,null,null,"Gigajoules (GJ)",null,null,{"$f":"AND($M$48,D86<=projendyear,D86>=AdoptionYear)","v":false}]
[null,null,null,2048,null,null,null,null,null,"Gigajoules (GJ)",null,null,{"$f":"AND($M$48,D87<=projendyear,D87>=AdoptionYear)","v":false}]
[null,null,null,2049,null,null,null,null,null,"Gigajoules (GJ)",null,null,{"$f":"AND($M$48,D88<=projendyear,D88>=AdoptionYear)","v":false}]
[null,null,null,2050,null,null,null,null,null,"Gigajoules (GJ)",null,null,{"$f":"AND($M$48,D89<=projendyear,D89>=AdoptionYear)","v":false}]
[null,null,null,2051,null,null,null,null,null,"Gigajoules (GJ)",null,null,{"$f":"AND($M$48,D90<=projendyear,D90>=AdoptionYear)","v":false}]
[null,null,null,2052,null,null,null,null,null,"Gigajoules (GJ)",null,null,{"$f":"AND($M$48,D91<=projendyear,D91>=AdoptionYear)","v":false}]
[null,null,null,2053,null,null,null,null,null,"Gigajoules (GJ)",null,null,{"$f":"AND($M$48,D92<=projendyear,D92>=AdoptionYear)","v":false}]
[null,null,null,2054,null,null,null,null,null,"Gigajoules (GJ)",null,null,{"$f":"AND($M$48,D93<=projendyear,D93>=AdoptionYear)","v":false}]
[null,null,null,2055,null,null,null,null,null,"Gigajoules (GJ)",null,null,{"$f":"AND($M$48,D94<=projendyear,D94>=AdoptionYear)","v":false}]
[null,null,null,2056,null,null,null,null,null,"Gigajoules (GJ)",null,null,{"$f":"AND($M$48,D95<=projendyear,D95>=AdoptionYear)","v":false}]
[null,null,null,2057,null,null,null,null,null,"Gigajoules (GJ)",null,null,{"$f":"AND($M$48,D96<=projendyear,D96>=AdoptionYear)","v":false}]
[null,null,null,2058,null,null,null,null,null,"Gigajoules (GJ)",null,null,{"$f":"AND($M$48,D97<=projendyear,D97>=AdoptionYear)","v":false}]
[null,null,null,2059,null,null,null,null,null,"Gigajoules (GJ)",null,null,{"$f":"AND($M$48,D98<=projendyear,D98>=AdoptionYear)","v":false}]
[null,null,null,2060,null,null,null,null,null,"Gigajoules (GJ)",null,null,{"$f":"AND($M$48,D99<=projendyear,D99>=AdoptionYear)","v":false}]
[null,null,null,2061,null,null,null,null,null,"Gigajoules (GJ)",null,null,{"$f":"AND($M$48,D100<=projendyear,D100>=AdoptionYear)","v":false}]
[null,null,null,2062,null,null,null,null,null,"Gigajoules (GJ)",null,null,{"$f":"AND($M$48,D101<=projendyear,D101>=AdoptionYear)","v":false}]
[null,null,null,2063,null,null,null,null,null,"Gigajoules (GJ)",null,null,{"$f":"AND($M$48,D102<=projendyear,D102>=AdoptionYear)","v":false}]
[null,null,null,2064,null,null,null,null,null,"Gigajoules (GJ)",null,null,{"$f":"AND($M$48,D103<=projendyear,D103>=AdoptionYear)","v":false}]
[null,null,null,2065,null,null,null,null,null,"Gigajoules (GJ)",null,null,{"$f":"AND($M$48,D104<=projendyear,D104>=AdoptionYear)","v":false}]
[null,null,null,2066,null,null,null,null,null,"Gigajoules (GJ)",null,null,{"$f":"AND($M$48,D105<=projendyear,D105>=AdoptionYear)","v":false}]
[null,null,null,2067,null,null,null,null,null,"Gigajoules (GJ)",null,null,{"$f":"AND($M$48,D106<=projendyear,D106>=AdoptionYear)","v":false}]
[null,null,null,2068,null,null,null,null,null,"Gigajoules (GJ)",null,null,{"$f":"AND($M$48,D107<=projendyear,D107>=AdoptionYear)","v":false}]
[null,null,null,2069,null,null,null,null,null,"Gigajoules (GJ)",null,null,{"$f":"AND($M$48,D108<=projendyear,D108>=AdoptionYear)","v":false}]
[null,null,null,2070,null,null,null,null,null,"Gigajoules (GJ)",null,null,{"$f":"AND($M$48,D109<=projendyear,D109>=AdoptionYear)","v":false}]
[null,null,null,null,null,null,null,null,null,null,null,null,{"$f":"M48","v":false}]
[null,null,null,"Does the impact of your action remain constant each year, or do you expect the impact to change over time (e.g., grow)? *",null,null,null,null,null,null,null,null,{"$f":"ElecReplFuel='Pick Lists'!B52","v":false}]
[null,null,null,null,null,null,null,null,null,null,null,null,{"$f":"M111","v":false}]
[null,null,null,"Do you want to enter the electricity generated/saved for each year, or forecast the amount using an annual rate of change from the First Year of Operation? *",null,null,null,null,null,null,null,null,{"$f":"AND(M111,Ren2EnterDefault='Pick Lists'!B283)","v":false}]
[null,null,null,null,null,null,null,null,null,null,null,null,{"$f":"M113","v":false}]
[null,null,null,"Enter the amount of electricity generated/saved from this action during the First Year of Operation: *",null,null,null,null,null,"MWh",null,null,{"$f":"OR(Ren2EnterDefault='Pick Lists'!B282,H113='Pick Lists'!B288)","v":false}]
[null,null,null,null,null,null,null,null,null,null,null,null,{"$f":"M115","v":false}]
[null,null,null,"Enter the projected annual growth rate for the amount of electricity generated/saved from this action: *",null,null,null,null,null,null,null,null,{"$f":"AND(ElecReplFuel='Pick Lists'!B52,Ren2EnterDefault='Pick Lists'!B266)","v":false}]
[null,null,null,null,null,null,null,null,null,null,null,null,{"$f":"M117","v":false}]
[null,null,null,"Enter the amount of electricity generated/saved each year: *",null,null,null,null,null,"MWh",null,null,{"$f":"H113='Pick Lists'!B287","v":false}]
[null,null,null,{"$f":"Start_Year","v":2010},null,null,null,null,null,{"$f":"RenElecUnit2","v":"MWh"},null,null,{"$f":"AND($M$119,D120<=projendyear,D120>=AdoptionYear)","v":false}]
[null,null,null,{"$f":"D120+1","v":2011},null,null,null,null,null,{"$f":"J119","v":"MWh"},null,null,{"$f":"AND($M$119,D121<=projendyear,D121>=AdoptionYear)","v":false}]
[null,null,null,{"$f":"D121+1","v":2012},null,null,null,null,null,{"$f":"J121","v":"MWh"},null,null,{"$f":"AND($M$119,D122<=projendyear,D122>=AdoptionYear)","v":false}]
[null,null,null,2013,null,null,null,null,null,"MWh",null,null,{"$f":"AND($M$119,D123<=projendyear,D123>=AdoptionYear)","v":false}]
[null,null,null,2014,null,null,null,null,null,"MWh",null,null,{"$f":"AND($M$119,D124<=projendyear,D124>=AdoptionYear)","v":false}]
[null,null,null,2015,null,null,null,null,null,"MWh",null,null,{"$f":"AND($M$119,D125<=projendyear,D125>=AdoptionYear)","v":false}]
[null,null,null,2016,null,null,null,null,null,"MWh",null,null,{"$f":"AND($M$119,D126<=projendyear,D126>=AdoptionYear)","v":false}]
[null,null,null,2017,null,null,null,null,null,"MWh",null,null,{"$f":"AND($M$119,D127<=projendyear,D127>=AdoptionYear)","v":false}]
[null,null,null,2018,null,null,null,null,null,"MWh",null,null,{"$f":"AND($M$119,D128<=projendyear,D128>=AdoptionYear)","v":false}]
[null,null,null,2019,null,null,null,null,null,"MWh",null,null,{"$f":"AND($M$119,D129<=projendyear,D129>=AdoptionYear)","v":false}]
[null,null,null,2020,null,null,null,null,null,"MWh",null,null,{"$f":"AND($M$119,D130<=projendyear,D130>=AdoptionYear)","v":false}]
[null,null,null,{"$f":"D130+1","v":2021},null,null,null,null,null,"MWh",null,null,{"$f":"AND($M$119,D131<=projendyear,D131>=AdoptionYear)","v":false}]
[null,null,null,2022,null,null,null,null,null,"MWh",null,null,{"$f":"AND($M$119,D132<=projendyear,D132>=AdoptionYear)","v":false}]
[null,null,null,2023,null,null,null,null,null,"MWh",null,null,{"$f":"AND($M$119,D133<=projendyear,D133>=AdoptionYear)","v":false}]
[null,null,null,2024,null,null,null,null,null,"MWh",null,null,{"$f":"AND($M$119,D134<=projendyear,D134>=AdoptionYear)","v":false}]
[null,null,null,2025,null,null,null,null,null,"MWh",null,null,{"$f":"AND($M$119,D135<=projendyear,D135>=AdoptionYear)","v":false}]
[null,null,null,2026,null,null,null,null,null,"MWh",null,null,{"$f":"AND($M$119,D136<=projendyear,D136>=AdoptionYear)","v":false}]
[null,null,null,2027,null,null,null,null,null,"MWh",null,null,{"$f":"AND($M$119,D137<=projendyear,D137>=AdoptionYear)","v":false}]
[null,null,null,2028,null,null,null,null,null,"MWh",null,null,{"$f":"AND($M$119,D138<=projendyear,D138>=AdoptionYear)","v":false}]
[null,null,null,2029,null,null,null,null,null,"MWh",null,null,{"$f":"AND($M$119,D139<=projendyear,D139>=AdoptionYear)","v":false}]
[null,null,null,2030,null,null,null,null,null,"MWh",null,null,{"$f":"AND($M$119,D140<=projendyear,D140>=AdoptionYear)","v":false}]
[null,null,null,{"$f":"D140+1","v":2031},null,null,null,null,null,{"$f":"J140","v":"MWh"},null,null,{"$f":"AND($M$119,D141<=projendyear,D141>=AdoptionYear)","v":false}]
[null,null,null,2032,null,null,null,null,null,"MWh",null,null,{"$f":"AND($M$119,D142<=projendyear,D142>=AdoptionYear)","v":false}]
[null,null,null,2033,null,null,null,null,null,"MWh",null,null,{"$f":"AND($M$119,D143<=projendyear,D143>=AdoptionYear)","v":false}]
[null,null,null,2034,null,null,null,null,null,"MWh",null,null,{"$f":"AND($M$119,D144<=projendyear,D144>=AdoptionYear)","v":false}]
[null,null,null,2035,null,null,null,null,null,"MWh",null,null,{"$f":"AND($M$119,D145<=projendyear,D145>=AdoptionYear)","v":false}]
[null,null,null,2036,null,null,null,null,null,"MWh",null,null,{"$f":"AND($M$119,D146<=projendyear,D146>=AdoptionYear)","v":false}]
[null,null,null,2037,null,null,null,null,null,"MWh",null,null,{"$f":"AND($M$119,D147<=projendyear,D147>=AdoptionYear)","v":false}]
[null,null,null,2038,null,null,null,null,null,"MWh",null,null,{"$f":"AND($M$119,D148<=projendyear,D148>=AdoptionYear)","v":false}]
[null,null,null,2039,null,null,null,null,null,"MWh",null,null,{"$f":"AND($M$119,D149<=projendyear,D149>=AdoptionYear)","v":false}]
[null,null,null,2040,null,null,null,null,null,"MWh",null,null,{"$f":"AND($M$119,D150<=projendyear,D150>=AdoptionYear)","v":false}]
[null,null,null,{"$f":"D150+1","v":2041},null,null,null,null,null,"MWh",null,null,{"$f":"AND($M$119,D151<=projendyear,D151>=AdoptionYear)","v":false}]
[null,null,null,2042,null,null,null,null,null,"MWh",null,null,{"$f":"AND($M$119,D152<=projendyear,D152>=AdoptionYear)","v":false}]
[null,null,null,2043,null,null,null,null,null,"MWh",null,null,{"$f":"AND($M$119,D153<=projendyear,D153>=AdoptionYear)","v":false}]
[null,null,null,2044,null,null,null,null,null,"MWh",null,null,{"$f":"AND($M$119,D154<=projendyear,D154>=AdoptionYear)","v":false}]
[null,null,null,2045,null,null,null,null,null,"MWh",null,null,{"$f":"AND($M$119,D155<=projendyear,D155>=AdoptionYear)","v":false}]
[null,null,null,2046,null,null,null,null,null,"MWh",null,null,{"$f":"AND($M$119,D156<=projendyear,D156>=AdoptionYear)","v":false}]
[null,null,null,2047,null,null,null,null,null,"MWh",null,null,{"$f":"AND($M$119,D157<=projendyear,D157>=AdoptionYear)","v":false}]
[null,null,null,2048,null,null,null,null,null,"MWh",null,null,{"$f":"AND($M$119,D158<=projendyear,D158>=AdoptionYear)","v":false}]
[null,null,null,2049,null,null,null,null,null,"MWh",null,null,{"$f":"AND($M$119,D159<=projendyear,D159>=AdoptionYear)","v":false}]
[null,null,null,2050,null,null,null,null,null,"MWh",null,null,{"$f":"AND($M$119,D160<=projendyear,D160>=AdoptionYear)","v":false}]
[null,null,null,2051,null,null,null,null,null,"MWh",null,null,{"$f":"AND($M$119,D161<=projendyear,D161>=AdoptionYear)","v":false}]
[null,null,null,2052,null,null,null,null,null,"MWh",null,null,{"$f":"AND($M$119,D162<=projendyear,D162>=AdoptionYear)","v":false}]
[null,null,null,2053,null,null,null,null,null,"MWh",null,null,{"$f":"AND($M$119,D163<=projendyear,D163>=AdoptionYear)","v":false}]
[null,null,null,2054,null,null,null,null,null,"MWh",null,null,{"$f":"AND($M$119,D164<=projendyear,D164>=AdoptionYear)","v":false}]
[null,null,null,2055,null,null,null,null,null,"MWh",null,null,{"$f":"AND($M$119,D165<=projendyear,D165>=AdoptionYear)","v":false}]
[null,null,null,2056,null,null,null,null,null,"MWh",null,null,{"$f":"AND($M$119,D166<=projendyear,D166>=AdoptionYear)","v":false}]
[null,null,null,2057,null,null,null,null,null,"MWh",null,null,{"$f":"AND($M$119,D167<=projendyear,D167>=AdoptionYear)","v":false}]
[null,null,null,2058,null,null,null,null,null,"MWh",null,null,{"$f":"AND($M$119,D168<=projendyear,D168>=AdoptionYear)","v":false}]
[null,null,null,2059,null,null,null,null,null,"MWh",null,null,{"$f":"AND($M$119,D169<=projendyear,D169>=AdoptionYear)","v":false}]
[null,null,null,2060,null,null,null,null,null,"MWh",null,null,{"$f":"AND($M$119,D170<=projendyear,D170>=AdoptionYear)","v":false}]
[null,null,null,2061,null,null,null,null,null,"MWh",null,null,{"$f":"AND($M$119,D171<=projendyear,D171>=AdoptionYear)","v":false}]
[null,null,null,2062,null,null,null,null,null,"MWh",null,null,{"$f":"AND($M$119,D172<=projendyear,D172>=AdoptionYear)","v":false}]
[null,null,null,2063,null,null,null,null,null,"MWh",null,null,{"$f":"AND($M$119,D173<=projendyear,D173>=AdoptionYear)","v":false}]
[null,null,null,2064,null,null,null,null,null,"MWh",null,null,{"$f":"AND($M$119,D174<=projendyear,D174>=AdoptionYear)","v":false}]
[null,null,null,2065,null,null,null,null,null,"MWh",null,null,{"$f":"AND($M$119,D175<=projendyear,D175>=AdoptionYear)","v":false}]
[null,null,null,2066,null,null,null,null,null,"MWh",null,null,{"$f":"AND($M$119,D176<=projendyear,D176>=AdoptionYear)","v":false}]
[null,null,null,2067,null,null,null,null,null,"MWh",null,null,{"$f":"AND($M$119,D177<=projendyear,D177>=AdoptionYear)","v":false}]
[null,null,null,2068,null,null,null,null,null,"MWh",null,null,{"$f":"AND($M$119,D178<=projendyear,D178>=AdoptionYear)","v":false}]
[null,null,null,2069,null,null,null,null,null,"MWh",null,null,{"$f":"AND($M$119,D179<=projendyear,D179>=AdoptionYear)","v":false}]
[null,null,null,2070,null,null,null,null,null,{"$f":"J159","v":"MWh"},null,null,{"$f":"AND($M$119,D180<=projendyear,D180>=AdoptionYear)","v":false}]
[null,null,null,null,null,null,null,null,null,null,null,null,{"$f":"M119","v":false}]
[null,null,null,"How will the renewable electricity system be connected to the grid? *",null,null,null,null,null,null,null,null,{"$f":"ElecReplFuel='Pick Lists'!B52","v":false}]
[null,null,null,null,null,null,null,null,null,null,null,null,{"$f":"M182","v":false}]
[null,null,null,null,null,null,null,null,null,null,null,null,false]
[null,null,null,null,null,null,null,null,null,null,null,null,{"$f":"M184","v":false}]
[null,null,null,"Type of fuel consumed under the action:  *",null,null,null,null,null,null,null,null,{"$f":"Section2Trigger=FuelSwitching","v":false}]
[null,null,null,null,null,null,null,null,null,null,null,null,{"$f":"M186","v":false}]
[null,null,null,"Does the impact of your action remain constant each year, or do you expect the impact to change over time (e.g., grow)? *",null,null,null,null,null,null,null,null,{"$f":"Section2Trigger=FuelSwitching","v":false}]
[null,null,null,null,null,null,null,null,null,null,null,null,{"$f":"M188","v":false}]
[null,null,null,"Do you want to enter the amount of fuel consumed each year, or forecast the amount using an annual rate of change from the First Year of Operation? *",null,null,null,null,null,null,null,null,{"$f":"AND(M188,FSEnterDefault='Pick Lists'!B283)","v":false}]
[null,null,null,null,null,null,null,null,null,null,null,null,{"$f":"M190","v":false}]
[null,null,null,"Enter the amount of fuel consumed after the action in the First Year of Operation: *",null,null,null,null,null,"Gigajoules (GJ)",null,null,{"$f":"OR(H188='Pick Lists'!B282,'Data Input'!H190='Pick Lists'!B288)","v":false}]
[null,null,null,null,null,null,null,null,null,null,null,null,{"$f":"M192","v":false}]
[null,null,null,"Enter the amount of fuel consumed by the action each year: *",null,null,null,null,null,"Gigajoules (GJ)",null,null,{"$f":"H190='Pick Lists'!B287","v":false}]
[null,null,null,{"$f":"Start_Year","v":2010},null,null,null,null,null,"=FuelSwitFuelUnit2",null,null,{"$f":"AND($M$194,D195<=projendyear,D195>=AdoptionYear)","v":false}]
[null,null,null,{"$f":"D195+1","v":2011},null,null,null,null,null,{"$f":"J194","v":"Gigajoules (GJ)"},null,null,{"$f":"AND($M$194,D196<=projendyear,D196>=AdoptionYear)","v":false}]
[null,null,null,{"$f":"D196+1","v":2012},null,null,null,null,null,{"$f":"J196","v":"Gigajoules (GJ)"},null,null,{"$f":"AND($M$194,D197<=projendyear,D197>=AdoptionYear)","v":false}]
[null,null,null,2013,null,null,null,null,null,"Gigajoules (GJ)",null,null,{"$f":"AND($M$194,D198<=projendyear,D198>=AdoptionYear)","v":false}]
[null,null,null,2014,null,null,null,null,null,"Gigajoules (GJ)",null,null,{"$f":"AND($M$194,D199<=projendyear,D199>=AdoptionYear)","v":false}]
[null,null,null,2015,null,null,null,null,null,"Gigajoules (GJ)",null,null,{"$f":"AND($M$194,D200<=projendyear,D200>=AdoptionYear)","v":false}]
[null,null,null,2016,null,null,null,null,null,"Gigajoules (GJ)",null,null,{"$f":"AND($M$194,D201<=projendyear,D201>=AdoptionYear)","v":false}]
[null,null,null,2017,null,null,null,null,null,"Gigajoules (GJ)",null,null,{"$f":"AND($M$194,D202<=projendyear,D202>=AdoptionYear)","v":false}]
[null,null,null,2018,null,null,null,null,null,"Gigajoules (GJ)",null,null,{"$f":"AND($M$194,D203<=projendyear,D203>=AdoptionYear)","v":false}]
[null,null,null,2019,null,null,null,null,null,"Gigajoules (GJ)",null,null,{"$f":"AND($M$194,D204<=projendyear,D204>=AdoptionYear)","v":false}]
[null,null,null,2020,null,null,null,null,null,"Gigajoules (GJ)",null,null,{"$f":"AND($M$194,D205<=projendyear,D205>=AdoptionYear)","v":false}]
[null,null,null,2021,null,null,null,null,null,"Gigajoules (GJ)",null,null,{"$f":"AND($M$194,D206<=projendyear,D206>=AdoptionYear)","v":false}]
[null,null,null,2022,null,null,null,null,null,"Gigajoules (GJ)",null,null,{"$f":"AND($M$194,D207<=projendyear,D207>=AdoptionYear)","v":false}]
[null,null,null,2023,null,null,null,null,null,"Gigajoules (GJ)",null,null,{"$f":"AND($M$194,D208<=projendyear,D208>=AdoptionYear)","v":false}]
[null,null,null,2024,null,null,null,null,null,"Gigajoules (GJ)",null,null,{"$f":"AND($M$194,D209<=projendyear,D209>=AdoptionYear)","v":false}]
[null,null,null,2025,null,null,null,null,null,"Gigajoules (GJ)",null,null,{"$f":"AND($M$194,D210<=projendyear,D210>=AdoptionYear)","v":false}]
[null,null,null,2026,null,null,null,null,null,"Gigajoules (GJ)",null,null,{"$f":"AND($M$194,D211<=projendyear,D211>=AdoptionYear)","v":false}]
[null,null,null,{"$f":"D211+1","v":2027},null,null,null,null,null,"Gigajoules (GJ)",null,null,{"$f":"AND($M$194,D212<=projendyear,D212>=AdoptionYear)","v":false}]
[null,null,null,2028,null,null,null,null,null,"Gigajoules (GJ)",null,null,{"$f":"AND($M$194,D213<=projendyear,D213>=AdoptionYear)","v":false}]
[null,null,null,2029,null,null,null,null,null,"Gigajoules (GJ)",null,null,{"$f":"AND($M$194,D214<=projendyear,D214>=AdoptionYear)","v":false}]
[null,null,null,2030,null,null,null,null,null,"Gigajoules (GJ)",null,null,{"$f":"AND($M$194,D215<=projendyear,D215>=AdoptionYear)","v":false}]
[null,null,null,{"$f":"D215+1","v":2031},null,null,null,null,null,{"$f":"J215","v":"Gigajoules (GJ)"},null,null,{"$f":"AND($M$194,D216<=projendyear,D216>=AdoptionYear)","v":false}]
[null,null,null,2032,null,null,null,null,null,"Gigajoules (GJ)",null,null,{"$f":"AND($M$194,D217<=projendyear,D217>=AdoptionYear)","v":false}]
[null,null,null,2033,null,null,null,null,null,"Gigajoules (GJ)",null,null,{"$f":"AND($M$194,D218<=projendyear,D218>=AdoptionYear)","v":false}]
[null,null,null,2034,null,null,null,null,null,"Gigajoules (GJ)",null,null,{"$f":"AND($M$194,D219<=projendyear,D219>=AdoptionYear)","v":false}]
[null,null,null,2035,null,null,null,null,null,"Gigajoules (GJ)",null,null,{"$f":"AND($M$194,D220<=projendyear,D220>=AdoptionYear)","v":false}]
[null,null,null,2036,null,null,null,null,null,"Gigajoules (GJ)",null,null,{"$f":"AND($M$194,D221<=projendyear,D221>=AdoptionYear)","v":false}]
[null,null,null,2037,null,null,null,null,null,"Gigajoules (GJ)",null,null,{"$f":"AND($M$194,D222<=projendyear,D222>=AdoptionYear)","v":false}]
[null,null,null,2038,null,null,null,null,null,"Gigajoules (GJ)",null,null,{"$f":"AND($M$194,D223<=projendyear,D223>=AdoptionYear)","v":false}]
[null,null,null,2039,null,null,null,null,null,"Gigajoules (GJ)",null,null,{"$f":"AND($M$194,D224<=projendyear,D224>=AdoptionYear)","v":false}]
[null,null,null,2040,null,null,null,null,null,"Gigajoules (GJ)",null,null,{"$f":"AND($M$194,D225<=projendyear,D225>=AdoptionYear)","v":false}]
[null,null,null,2041,null,null,null,null,null,"Gigajoules (GJ)",null,null,{"$f":"AND($M$194,D226<=projendyear,D226>=AdoptionYear)","v":false}]
[null,null,null,2042,null,null,null,null,null,"Gigajoules (GJ)",null,null,{"$f":"AND($M$194,D227<=projendyear,D227>=AdoptionYear)","v":false}]
[null,null,null,2043,null,null,null,null,null,"Gigajoules (GJ)",null,null,{"$f":"AND($M$194,D228<=projendyear,D228>=AdoptionYear)","v":false}]
[null,null,null,2044,null,null,null,null,null,"Gigajoules (GJ)",null,null,{"$f":"AND($M$194,D229<=projendyear,D229>=AdoptionYear)","v":false}]
[null,null,null,2045,null,null,null,null,null,"Gigajoules (GJ)",null,null,{"$f":"AND($M$194,D230<=projendyear,D230>=AdoptionYear)","v":false}]
[null,null,null,2046,null,null,null,null,null,"Gigajoules (GJ)",null,null,{"$f":"AND($M$194,D231<=projendyear,D231>=AdoptionYear)","v":false}]
[null,null,null,{"$f":"D231+1","v":2047},null,null,null,null,null,"Gigajoules (GJ)",null,null,{"$f":"AND($M$194,D232<=projendyear,D232>=AdoptionYear)","v":false}]
[null,null,null,2048,null,null,null,null,null,"Gigajoules (GJ)",null,null,{"$f":"AND($M$194,D233<=projendyear,D233>=AdoptionYear)","v":false}]
[null,null,null,2049,null,null,null,null,null,"Gigajoules (GJ)",null,null,{"$f":"AND($M$194,D234<=projendyear,D234>=AdoptionYear)","v":false}]
[null,null,null,2050,null,null,null,null,null,"Gigajoules (GJ)",null,null,{"$f":"AND($M$194,D235<=projendyear,D235>=AdoptionYear)","v":false}]
[null,null,null,2051,null,null,null,null,null,"Gigajoules (GJ)",null,null,{"$f":"AND($M$194,D236<=projendyear,D236>=AdoptionYear)","v":false}]
[null,null,null,2052,null,null,null,null,null,"Gigajoules (GJ)",null,null,{"$f":"AND($M$194,D237<=projendyear,D237>=AdoptionYear)","v":false}]
[null,null,null,2053,null,null,null,null,null,"Gigajoules (GJ)",null,null,{"$f":"AND($M$194,D238<=projendyear,D238>=AdoptionYear)","v":false}]
[null,null,null,2054,null,null,null,null,null,"Gigajoules (GJ)",null,null,{"$f":"AND($M$194,D239<=projendyear,D239>=AdoptionYear)","v":false}]
[null,null,null,2055,null,null,null,null,null,"Gigajoules (GJ)",null,null,{"$f":"AND($M$194,D240<=projendyear,D240>=AdoptionYear)","v":false}]
[null,null,null,2056,null,null,null,null,null,"Gigajoules (GJ)",null,null,{"$f":"AND($M$194,D241<=projendyear,D241>=AdoptionYear)","v":false}]
[null,null,null,2057,null,null,null,null,null,"Gigajoules (GJ)",null,null,{"$f":"AND($M$194,D242<=projendyear,D242>=AdoptionYear)","v":false}]
[null,null,null,2058,null,null,null,null,null,"Gigajoules (GJ)",null,null,{"$f":"AND($M$194,D243<=projendyear,D243>=AdoptionYear)","v":false}]
[null,null,null,2059,null,null,null,null,null,"Gigajoules (GJ)",null,null,{"$f":"AND($M$194,D244<=projendyear,D244>=AdoptionYear)","v":false}]
[null,null,null,2060,null,null,null,null,null,"Gigajoules (GJ)",null,null,{"$f":"AND($M$194,D245<=projendyear,D245>=AdoptionYear)","v":false}]
[null,null,null,2061,null,null,null,null,null,"Gigajoules (GJ)",null,null,{"$f":"AND($M$194,D246<=projendyear,D246>=AdoptionYear)","v":false}]
[null,null,null,2062,null,null,null,null,null,"Gigajoules (GJ)",null,null,{"$f":"AND($M$194,D247<=projendyear,D247>=AdoptionYear)","v":false}]
[null,null,null,2063,null,null,null,null,null,"Gigajoules (GJ)",null,null,{"$f":"AND($M$194,D248<=projendyear,D248>=AdoptionYear)","v":false}]
[null,null,null,2064,null,null,null,null,null,"Gigajoules (GJ)",null,null,{"$f":"AND($M$194,D249<=projendyear,D249>=AdoptionYear)","v":false}]
[null,null,null,2065,null,null,null,null,null,"Gigajoules (GJ)",null,null,{"$f":"AND($M$194,D250<=projendyear,D250>=AdoptionYear)","v":false}]
[null,null,null,2066,null,null,null,null,null,"Gigajoules (GJ)",null,null,{"$f":"AND($M$194,D251<=projendyear,D251>=AdoptionYear)","v":false}]
[null,null,null,2067,null,null,null,null,null,"Gigajoules (GJ)",null,null,{"$f":"AND($M$194,D252<=projendyear,D252>=AdoptionYear)","v":false}]
[null,null,null,2068,null,null,null,null,null,"Gigajoules (GJ)",null,null,{"$f":"AND($M$194,D253<=projendyear,D253>=AdoptionYear)","v":false}]
[null,null,null,2069,null,null,null,null,null,"Gigajoules (GJ)",null,null,{"$f":"AND($M$194,D254<=projendyear,D254>=AdoptionYear)","v":false}]
[null,null,null,2070,null,null,null,null,null,{"$f":"J234","v":"Gigajoules (GJ)"},null,null,{"$f":"AND($M$194,D255<=projendyear,D255>=AdoptionYear)","v":false}]
[null,null,null,null,null,null,null,null,null,null,null,null,{"$f":"M195","v":false}]
[null,null,null,"Type of fuel replaced by the action: *",null,null,null,null,null,null,null,null,{"$f":"Section2Trigger=FuelSwitching","v":false}]
[null,null,null,null,null,null,null,null,null,null,null,null,{"$f":"M257","v":false}]
[null,null,null,"What type of fuel is consumed under the action? *",null,null,null,null,null,null,null,null,{"$f":"Section2Trigger=EnergyEfficiency","v":false}]
[null,null,null,null,null,null,null,null,null,null,null,null,{"$f":"M259","v":false}]
[null,null,null,"Does the impact of your action remain constant each year, or do you expect the impact to change over time (e.g., grow)? *",null,null,null,null,null,null,null,null,{"$f":"Section2Trigger=EnergyEfficiency","v":false}]
[null,null,null,null,null," *",null,null,null,null,null,null,{"$f":"M261","v":false}]
[null,null,null,"Do you want to enter the amount of energy reduced/saved for each year, or forecast the amount using an annual rate of change from the First Year of Operation? *",null,null,null,null,null,null,null,null,{"$f":"AND(M261,EEEnterDefault='Pick Lists'!B283)","v":false}]
[null,null,null,null,null,null,null,null,null,null,null,null,{"$f":"M263","v":false}]
[null,null,null,"Enter the amount of energy consumed after the energy efficiency measures have been installed  in the First Year of Operation: *",null,null,null,null,null,null,null,null,{"$f":"OR(H261='Pick Lists'!B282,EEEnterDefault2='Pick Lists'!B288)","v":false}]
[null,null,null,null,null,null,null,null,null,null,null,null,{"$f":"M265","v":false}]
[null,null,null,"Do you know the amount of energy that would have been consumed in the absence of the action or the percent energy savings due to the action? *",null,null,null,null,null,null,null,null,{"$f":"M265","v":false}]
[null,null,null,null,null,null,null,null,null,null,null,null,{"$f":"M267","v":false}]
[null,null,null,"Amount of energy that would have been consumed in the absence of the action in the First Year of Operation: *",null,null,null,null,null,{"$f":"J265","v":0},null,null,{"$f":"AND(M265,EfficiencyTrigger='Pick Lists'!B201)","v":false}]
[null,null,null,null,null,null,null,null,null,null,null,null,{"$f":"M269","v":false}]
[null,null,null,"Enter the percent energy savings achieved in the First Year of Operation? *",null,null,null,null,null,null,null,null,{"$f":"AND(M265,EfficiencyTrigger='Pick Lists'!B202)","v":false}]
[null,null,null,null,null,null,null,null,null,null,null,null,{"$f":"M271","v":false}]
[null,null,null,"Enter the amount of energy reduced/saved each year: *",null,null,null,null,null,null,null,null,{"$f":"EEEnterDefault2='Pick Lists'!B287","v":false}]
[null,null,null,{"$f":"Start_Year","v":2010},null,null,null,null,null,{"$f":"EEFuelUnit2","v":0},null,null,{"$f":"AND($M$273,D274<=projendyear,D274>=AdoptionYear)","v":false}]
[null,null,null,{"$f":"D274+1","v":2011},null,null,null,null,null,0,null,null,{"$f":"AND($M$273,D275<=projendyear,D275>=AdoptionYear)","v":false}]
[null,null,null,{"$f":"D275+1","v":2012},null,null,null,null,null,0,null,null,{"$f":"AND($M$273,D276<=projendyear,D276>=AdoptionYear)","v":false}]
[null,null,null,2013,null,null,null,null,null,0,null,null,{"$f":"AND($M$273,D277<=projendyear,D277>=AdoptionYear)","v":false}]
[null,null,null,2014,null,null,null,null,null,0,null,null,{"$f":"AND($M$273,D278<=projendyear,D278>=AdoptionYear)","v":false}]
[null,null,null,2015,null,null,null,null,null,0,null,null,{"$f":"AND($M$273,D279<=projendyear,D279>=AdoptionYear)","v":false}]
[null,null,null,2016,null,null,null,null,null,0,null,null,{"$f":"AND($M$273,D280<=projendyear,D280>=AdoptionYear)","v":false}]
[null,null,null,2017,null,null,null,null,null,0,null,null,{"$f":"AND($M$273,D281<=projendyear,D281>=AdoptionYear)","v":false}]
[null,null,null,2018,null,null,null,null,null,0,null,null,{"$f":"AND($M$273,D282<=projendyear,D282>=AdoptionYear)","v":false}]
[null,null,null,2019,null,null,null,null,null,0,null,null,{"$f":"AND($M$273,D283<=projendyear,D283>=AdoptionYear)","v":false}]
[null,null,null,2020,null,null,null,null,null,0,null,null,{"$f":"AND($M$273,D284<=projendyear,D284>=AdoptionYear)","v":false}]
[null,null,null,2021,null,null,null,null,null,0,null,null,{"$f":"AND($M$273,D285<=projendyear,D285>=AdoptionYear)","v":false}]
[null,null,null,2022,null,null,null,null,null,0,null,null,{"$f":"AND($M$273,D286<=projendyear,D286>=AdoptionYear)","v":false}]
[null,null,null,2023,null,null,null,null,null,0,null,null,{"$f":"AND($M$273,D287<=projendyear,D287>=AdoptionYear)","v":false}]
[null,null,null,2024,null,null,null,null,null,0,null,null,{"$f":"AND($M$273,D288<=projendyear,D288>=AdoptionYear)","v":false}]
[null,null,null,2025,null,null,null,null,null,0,null,null,{"$f":"AND($M$273,D289<=projendyear,D289>=AdoptionYear)","v":false}]
[null,null,null,2026,null,null,null,null,null,0,null,null,{"$f":"AND($M$273,D290<=projendyear,D290>=AdoptionYear)","v":false}]
[null,null,null,2027,null,null,null,null,null,0,null,null,{"$f":"AND($M$273,D291<=projendyear,D291>=AdoptionYear)","v":false}]
[null,null,null,2028,null,null,null,null,null,0,null,null,{"$f":"AND($M$273,D292<=projendyear,D292>=AdoptionYear)","v":false}]
[null,null,null,2029,null,null,null,null,null,0,null,null,{"$f":"AND($M$273,D293<=projendyear,D293>=AdoptionYear)","v":false}]
[null,null,null,2030,null,null,null,null,null,0,null,null,{"$f":"AND($M$273,D294<=projendyear,D294>=AdoptionYear)","v":false}]
[null,null,null,{"$f":"D294+1","v":2031},null,null,null,null,null,0,null,null,{"$f":"AND($M$273,D295<=projendyear,D295>=AdoptionYear)","v":false}]
[null,null,null,2032,null,null,null,null,null,0,null,null,{"$f":"AND($M$273,D296<=projendyear,D296>=AdoptionYear)","v":false}]
[null,null,null,2033,null,null,null,null,null,0,null,null,{"$f":"AND($M$273,D297<=projendyear,D297>=AdoptionYear)","v":false}]
[null,null,null,2034,null,null,null,null,null,0,null,null,{"$f":"AND($M$273,D298<=projendyear,D298>=AdoptionYear)","v":false}]
[null,null,null,2035,null,null,null,null,null,0,null,null,{"$f":"AND($M$273,D299<=projendyear,D299>=AdoptionYear)","v":false}]
[null,null,null,2036,null,null,null,null,null,0,null,null,{"$f":"AND($M$273,D300<=projendyear,D300>=AdoptionYear)","v":false}]
[null,null,null,2037,null,null,null,null,null,0,null,null,{"$f":"AND($M$273,D301<=projendyear,D301>=AdoptionYear)","v":false}]
[null,null,null,2038,null,null,null,null,null,0,null,null,{"$f":"AND($M$273,D302<=projendyear,D302>=AdoptionYear)","v":false}]
[null,null,null,2039,null,null,null,null,null,0,null,null,{"$f":"AND($M$273,D303<=projendyear,D303>=AdoptionYear)","v":false}]
[null,null,null,2040,null,null,null,null,null,0,null,null,{"$f":"AND($M$273,D304<=projendyear,D304>=AdoptionYear)","v":false}]
[null,null,null,2041,null,null,null,null,null,0,null,null,{"$f":"AND($M$273,D305<=projendyear,D305>=AdoptionYear)","v":false}]
[null,null,null,2042,null,null,null,null,null,0,null,null,{"$f":"AND($M$273,D306<=projendyear,D306>=AdoptionYear)","v":false}]
[null,null,null,2043,null,null,null,null,null,0,null,null,{"$f":"AND($M$273,D307<=projendyear,D307>=AdoptionYear)","v":false}]
[null,null,null,2044,null,null,null,null,null,0,null,null,{"$f":"AND($M$273,D308<=projendyear,D308>=AdoptionYear)","v":false}]
[null,null,null,2045,null,null,null,null,null,0,null,null,{"$f":"AND($M$273,D309<=projendyear,D309>=AdoptionYear)","v":false}]
[null,null,null,2046,null,null,null,null,null,0,null,null,{"$f":"AND($M$273,D310<=projendyear,D310>=AdoptionYear)","v":false}]
[null,null,null,2047,null,null,null,null,null,0,null,null,{"$f":"AND($M$273,D311<=projendyear,D311>=AdoptionYear)","v":false}]
[null,null,null,2048,null,null,null,null,null,0,null,null,{"$f":"AND($M$273,D312<=projendyear,D312>=AdoptionYear)","v":false}]
[null,null,null,2049,null,null,null,null,null,0,null,null,{"$f":"AND($M$273,D313<=projendyear,D313>=AdoptionYear)","v":false}]
[null,null,null,2050,null,null,null,null,null,0,null,null,{"$f":"AND($M$273,D314<=projendyear,D314>=AdoptionYear)","v":false}]
[null,null,null,2051,null,null,null,null,null,0,null,null,{"$f":"AND($M$273,D315<=projendyear,D315>=AdoptionYear)","v":false}]
[null,null,null,2052,null,null,null,null,null,0,null,null,{"$f":"AND($M$273,D316<=projendyear,D316>=AdoptionYear)","v":false}]
[null,null,null,2053,null,null,null,null,null,0,null,null,{"$f":"AND($M$273,D317<=projendyear,D317>=AdoptionYear)","v":false}]
[null,null,null,2054,null,null,null,null,null,0,null,null,{"$f":"AND($M$273,D318<=projendyear,D318>=AdoptionYear)","v":false}]
[null,null,null,2055,null,null,null,null,null,0,null,null,{"$f":"AND($M$273,D319<=projendyear,D319>=AdoptionYear)","v":false}]
[null,null,null,2056,null,null,null,null,null,0,null,null,{"$f":"AND($M$273,D320<=projendyear,D320>=AdoptionYear)","v":false}]
[null,null,null,2057,null,null,null,null,null,0,null,null,{"$f":"AND($M$273,D321<=projendyear,D321>=AdoptionYear)","v":false}]
[null,null,null,2058,null,null,null,null,null,0,null,null,{"$f":"AND($M$273,D322<=projendyear,D322>=AdoptionYear)","v":false}]
[null,null,null,2059,null,null,null,null,null,0,null,null,{"$f":"AND($M$273,D323<=projendyear,D323>=AdoptionYear)","v":false}]
[null,null,null,2060,null,null,null,null,null,0,null,null,{"$f":"AND($M$273,D324<=projendyear,D324>=AdoptionYear)","v":false}]
[null,null,null,2061,null,null,null,null,null,0,null,null,{"$f":"AND($M$273,D325<=projendyear,D325>=AdoptionYear)","v":false}]
[null,null,null,2062,null,null,null,null,null,0,null,null,{"$f":"AND($M$273,D326<=projendyear,D326>=AdoptionYear)","v":false}]
[null,null,null,2063,null,null,null,null,null,0,null,null,{"$f":"AND($M$273,D327<=projendyear,D327>=AdoptionYear)","v":false}]
[null,null,null,2064,null,null,null,null,null,0,null,null,{"$f":"AND($M$273,D328<=projendyear,D328>=AdoptionYear)","v":false}]
[null,null,null,2065,null,null,null,null,null,0,null,null,{"$f":"AND($M$273,D329<=projendyear,D329>=AdoptionYear)","v":false}]
[null,null,null,2066,null,null,null,null,null,0,null,null,{"$f":"AND($M$273,D330<=projendyear,D330>=AdoptionYear)","v":false}]
[null,null,null,2067,null,null,null,null,null,0,null,null,{"$f":"AND($M$273,D331<=projendyear,D331>=AdoptionYear)","v":false}]
[null,null,null,2068,null,null,null,null,null,0,null,null,{"$f":"AND($M$273,D332<=projendyear,D332>=AdoptionYear)","v":false}]
[null,null,null,2069,null,null,null,null,null,0,null,null,{"$f":"AND($M$273,D333<=projendyear,D333>=AdoptionYear)","v":false}]
[null,null,null,2070,null,null,null,null,null,0,null,null,{"$f":"AND($M$273,D334<=projendyear,D334>=AdoptionYear)","v":false}]
[null,null,null,null,null,null,null,null,null,null,null,null,true]
[null,null,null,null,null,null,null,null,null,null,null,null,true]
[]
[null,"Section 3 - Default values",null,null,null,null,null,null,null,null,null,null,true]
[null,null,null,null,null,null,null,null,null,null,null,null,true]
[null,null,null,null,null,null,null,null,null,null,null,null,true]
[null,null,null,"Please fill the values in Section 2 to view the contents of this section. ",null,null,null,null,null,null,null,null,{"$f":"NOT(DefaultsBegin)","v":true}]
[null,null,null,"Please review the default values used below and “Accept” or “Modify” the values.",null,null,null,null,null,null,null,null,{"$f":"OR(AND(H42<>\"\",M42),AND(H111<>\"\",M111),AND(H188<>\"\",M188),AND(H261<>\"\",M261))","v":false}]
[]
[null,null,null,null,"Default energy impacts projection inputs",null,null,null,null,null,null,null,{"$f":"OR(Ren1EnterDefault='Pick Lists'!B282,Ren1EnterDefault2='Pick Lists'!B288,Ren2EnterDefault='Pick Lists'!B282,Ren2EnterDefault2='Pick Lists'!B288,'Data Input'!H44='Pick Lists'!B288,FSEnterDefault2='Pick Lists'!B288,EEEnterDefault='Pick Lists'!B282,EEEnterDefault2='Pick Lists'!B288,M349,M351)","v":false}]
[null,null,null,null,null,null,null,null,null,null,null,null,{"$f":"M344","v":false}]
[null,null,null,null,null,null,null,null,null,null,null,null,{"$f":"M345","v":false}]
[null,null,null,null,null,"Annual rate of change of energy impacts: ",null,0,null,null,null,null,{"$f":"OR(AND(Ren1EnterDefault2='Pick Lists'!B288,M44),AND(Ren2EnterDefault2='Pick Lists'!B288,M113),AND(FSEnterDefault2='Pick Lists'!B288,'Data Input'!M190),AND(M263,EEEnterDefault2='Pick Lists'!B288))","v":false}]
[null,null,null,null,null,null,null,null,null,null,null,null,{"$f":"M347","v":false}]
[null,null,null,null,null,"Year that energy impacts stop growing:",null,2038,null,null,null,null,{"$f":"M348","v":false}]
[null,null,null,null,null,null,null,null,null,null,null,null,false]
[null,null,null,null,null,"Year that energy impacts stop altogether:",null,{"$f":"ProjLifetime+AdoptionYear-1","v":-1},null,null,null,null,false]
[null,null,null,null,null,null,null,null,null,null,null,null,{"$f":"OR(M353,M351)","v":false}]
[null,null,null,null,null,"Technology degradation rate:",null,5.0000000000000001E-3,null,null,null,null,{"$f":"AND(M344,Section2Trigger<>FuelSwitching)","v":false}]
[null,null,null,null,null,null,null,null,null,null,null,null,{"$f":"M346","v":false}]
[null,null,null,null,null,null,null,null,null,null,null,null,{"$f":"M352","v":false}]
[null,null,null,null,"Default emission factor values",null,null,null,null,null,null,null,{"$f":"AND(DefaultsBegin,OR(M360,M370,M373,M376,M381,M390))","v":false}]
[null,null,null,null,null,null,null,null,null,null,null,null,{"$f":"M356","v":false}]
[null,null,null,null,null,null,null,null,null,null,null,null,{"$f":"M357","v":false}]
[null,null,null,null,null,"Renewables->Electricity",null,null,null,null,null,null,{"$f":"AND(FALSE,AND(H37='Pick Lists'!B52,Section2Trigger=RenewableElectricity))","v":false}]
[null,null,null,null,null,"Electricity generation source:",null,"Combined Marginal Grid",null,null,null,null,{"$f":"OR(GridConnection='Pick Lists'!B72,GridConnection='Pick Lists'!B73,AND(GridConnection='Pick Lists'!B74,H184='Pick Lists'!B51))","v":false}]
[null,null,null,null,null,null,null,null,null,null,null,null,{"$f":"M360","v":false}]
[null,null,null,null,null,"Emission factors (EFs):",null,"Use default EFs",null,null,null,null,{"$f":"AND(M360,H360='Pick Lists'!B77)","v":false}]
[null,null,null,null,null,null,null,null,null,null,null,null,{"$f":"M362","v":false}]
[null,null,null,null,null,"Emission factors (EFs):",null,"Use default EFs",null,null,null,null,{"$f":"AND(M360,OR(H360='Pick Lists'!$B$78,H360='Pick Lists'!$B$79,H360='Pick Lists'!$B$80))","v":false}]
[null,null,null,null,null,null,null,null,null,null,null,null,{"$f":"M364","v":false}]
[null,null,null,null,null,"Grid loss rate: ",null,{"$f":"IF(GridConnection='Pick Lists'!B72,\"NA\",IF(GridConnection='Pick Lists'!B73,VLOOKUP('Data Input'!$F$23,'Country Parameters'!$B$4:$R$197,17,FALSE),\"NA\"))","v":"NA"},null,null,null,null,{"$f":"M360","v":false}]
[null,null,null,null,null,null,null,null,null,null,null,null,{"$f":"M366","v":false}]
[null,null,null,null,null,"Diesel carbon content (gCO2e/GJ):",null,{"$f":"'Fuel EFs'!M45","v":74353.8},null,null,null,null,{"$f":"GridConnection='Pick Lists'!B74","v":false}]
[null,null,null,null,null,null,null,null,null,null,null,null,{"$f":"M368","v":false}]
[null,null,null,null,null,"Diesel generator efficiency: ",null,{"$f":"'Diesel Efficiency Estimator'!M32","v":0.34858283579161098},null,null,null,null,{"$f":"M369","v":false}]
[null,null,null,null,null,null,null,null,null,null,null,null,{"$f":"M370","v":false}]
[null,null,null,null,null,"Renewables->Fuels",null,null,null,null,null,null,{"$f":"AND(FALSE,AND(H37='Pick Lists'!B51,Section2Trigger=RenewableElectricity))","v":false}]
[null,null,null,null,null,{"$f":"H40&\" Emission factor (gCO₂e/GJ):\"","v":" Emission factor (gCO₂e/GJ):"},null,{"$f":"IF(RenFuelAction=\"\",0,VLOOKUP(VLOOKUP(RenFuelAction,'Pick Lists'!B92:C153,2,FALSE),'Fuel EFs'!B7:M59,12,FALSE))","v":0},null,null,null,null,{"$f":"AND(DefaultsBegin,ElecReplFuel='Pick Lists'!B51)","v":false}]
[null,null,null,null,null,null,null,null,null,null,null,null,{"$f":"M373","v":false}]
[null,null,null,null,null,"Fuel Switching",null,null,null,null,null,null,{"$f":"AND(FALSE,Section2Trigger=FuelSwitching)","v":false}]
[null,null,null,null,null,{"$f":"H186&\" Emission factor (gCO₂e/GJ):\"","v":" Emission factor (gCO₂e/GJ):"},null,{"$f":"IF(FuelSwitAction=\"\",0,VLOOKUP(VLOOKUP(FuelSwitAction,'Pick Lists'!B92:C153,2,FALSE),'Fuel EFs'!B7:M59,12,FALSE))","v":0},null,null,null,null,{"$f":"AND(DefaultsBegin,Section2Trigger=FuelSwitching)","v":false}]
[null,null,null,null,null,null,null,null,null,null,null,null,{"$f":"M378","v":false}]
[null,null,null,null,null,{"$f":"H257&\" Emission factor (gCO₂e/GJ):\"","v":" Emission factor (gCO₂e/GJ):"},null,{"$f":"IF(FuelSwitBaseLine=\"\",0,VLOOKUP(VLOOKUP(FuelSwitBaseLine,'Pick Lists'!B92:C153,2,FALSE),'Fuel EFs'!B7:M59,12,FALSE))","v":0},null,null,null,null,{"$f":"M376","v":false}]
[null,null,null,null,null,null,null,null,null,null,null,null,{"$f":"M378","v":false}]
[null,null,null,null,null,"EE->Electricity",null,null,null,null,null,null,{"$f":"AND(FALSE,M381)","v":false}]
[null,null,null,null,null,"Grid electricity source:",null,"Combined Marginal Grid",null,null,null,null,{"$f":"AND(DefaultsBegin,Section2Trigger=EnergyEfficiency,EEFuelType=Grid_Elec)","v":false}]
[null,null,null,null,null,null,null,null,null,null,null,null,{"$f":"M381","v":false}]
[null,null,null,null,null,"Emission factors (EFs):",null,"Use default EFs",null,null,null,null,{"$f":"AND(M382,H381='Pick Lists'!B77)","v":false}]
[null,null,null,null,null,null,null,null,null,null,null,null,{"$f":"M383","v":false}]
[null,null,null,null,null,"Emission factors (EFs):",null,"Use default EFs",null,null,null,null,{"$f":"AND(M381,OR(H381='Pick Lists'!$B$78,H381='Pick Lists'!$B$79,H381='Pick Lists'!$B$80))","v":false}]
[null,null,null,null,null,null,null,null,null,null,null,null,{"$f":"M385","v":false}]
[null,null,null,null,null,"Grid loss rate:",null,{"$f":"IF(EEFuelType='Pick Lists'!B90,VLOOKUP(CountryInput,'Country Parameters'!$B$4:$R$197,17,FALSE),0)","v":0},null,null,null,null,{"$f":"AND(DefaultsBegin,H259=Grid_Elec,Section2Trigger=EnergyEfficiency)","v":false}]
[]
[null,null,null,null,null,"EE->Fuels",null,null,null,null,null,null,{"$f":"AND(FALSE,M390)","v":false}]
[null,null,null,null,null,{"$f":"EEFuelType&\" carbon content (gCO₂e/GJ):\"","v":" carbon content (gCO₂e/GJ):"},null,{"$f":"IF(EEFuelType=\"\",0,IF(EEFuelType=Grid_Elec,\"\",VLOOKUP(VLOOKUP(EEFuelType,'Pick Lists'!B92:C153,2,FALSE),'Fuel EFs'!B7:M59,12,FALSE)))","v":0},null,null,null,null,{"$f":"AND(DefaultsBegin,Section2Trigger=EnergyEfficiency,EEFuelType<>Grid_Elec)","v":false}]
[null,null,null,null,null,null,null,null,null,null,null,null,{"$f":"M356","v":false}]
[null,null,null,null,null,null,null,null,null,null,null,null,{"$f":"M356","v":false}]
[]
[null,null,null,"Please enter the emission factors for the following years:",null,null,null,null,null,null,null,null,{"$f":"OR(AND(GridSource='Pick Lists'!B77,H362='Pick Lists'!B269),AND(GridSource<>'Pick Lists'!B77,RenEFEnterDefault2='Pick Lists'!B277),AND(GridSourceEE='Pick Lists'!B77,H383='Pick Lists'!B269),AND(GridSourceEE<>'Pick Lists'!B77,H385='Pick Lists'!B277))","v":false}]
[null,null,null,{"$f":"Start_Year","v":2010},null,null,null,null,null,"grams CO₂ per kWh",null,null,{"$f":"AND($M$394,D395<YearImpact,D395>=AdoptionYear)","v":false}]
[null,null,null,{"$f":"D395+1","v":2011},null,null,null,null,null,"grams CO₂ per kWh",null,null,{"$f":"AND($M$394,D396<YearImpact,D396>=AdoptionYear)","v":false}]
[null,null,null,2012,null,null,null,null,null,"grams CO₂ per kWh",null,null,{"$f":"AND($M$394,D397<YearImpact,D397>=AdoptionYear)","v":false}]
[null,null,null,2013,null,null,null,null,null,"grams CO₂ per kWh",null,null,{"$f":"AND($M$394,D398<YearImpact,D398>=AdoptionYear)","v":false}]
[null,null,null,2014,null,null,null,null,null,"grams CO₂ per kWh",null,null,{"$f":"AND($M$394,D399<YearImpact,D399>=AdoptionYear)","v":false}]
[null,null,null,2015,null,null,null,null,null,"grams CO₂ per kWh",null,null,{"$f":"AND($M$394,D400<YearImpact,D400>=AdoptionYear)","v":false}]
[null,null,null,2016,null,null,null,null,null,"grams CO₂ per kWh",null,null,{"$f":"AND($M$394,D401<YearImpact,D401>=AdoptionYear)","v":false}]
[null,null,null,2017,null,null,null,null,null,"grams CO₂ per kWh",null,null,{"$f":"AND($M$394,D402<YearImpact,D402>=AdoptionYear)","v":false}]
[null,null,null,2018,null,null,null,null,null,"grams CO₂ per kWh",null,null,{"$f":"AND($M$394,D403<YearImpact,D403>=AdoptionYear)","v":false}]
[null,null,null,2019,null,null,null,null,null,"grams CO₂ per kWh",null,null,{"$f":"AND($M$394,D404<YearImpact,D404>=AdoptionYear)","v":false}]
[null,null,null,2020,null,null,null,null,null,"grams CO₂ per kWh",null,null,{"$f":"AND($M$394,D405<YearImpact,D405>=AdoptionYear)","v":false}]
[null,null,null,2021,null,null,null,null,null,"grams CO₂ per kWh",null,null,{"$f":"AND($M$394,D406<YearImpact,D406>=AdoptionYear)","v":false}]
[null,null,null,2022,null,null,null,null,null,"grams CO₂ per kWh",null,null,{"$f":"AND($M$394,D407<YearImpact,D407>=AdoptionYear)","v":false}]
[null,null,null,2023,null,null,null,null,null,"grams CO₂ per kWh",null,null,{"$f":"AND($M$394,D408<YearImpact,D408>=AdoptionYear)","v":false}]
[null,null,null,2024,null,null,null,null,null,"grams CO₂ per kWh",null,null,{"$f":"AND($M$394,D409<YearImpact,D409>=AdoptionYear)","v":false}]
[null,null,null,2025,null,null,null,null,null,"grams CO₂ per kWh",null,null,{"$f":"AND($M$394,D410<YearImpact,D410>=AdoptionYear)","v":false}]
[null,null,null,2026,null,null,null,null,null,"grams CO₂ per kWh",null,null,{"$f":"AND($M$394,D411<YearImpact,D411>=AdoptionYear)","v":false}]
[null,null,null,2027,null,null,null,null,null,"grams CO₂ per kWh",null,null,{"$f":"AND($M$394,D412<YearImpact,D412>=AdoptionYear)","v":false}]
[null,null,null,2028,null,null,null,null,null,"grams CO₂ per kWh",null,null,{"$f":"AND($M$394,D413<YearImpact,D413>=AdoptionYear)","v":false}]
[null,null,null,2029,null,null,null,null,null,"grams CO₂ per kWh",null,null,{"$f":"AND($M$394,D414<YearImpact,D414>=AdoptionYear)","v":false}]
[null,null,null,2030,null,null,null,null,null,"grams CO₂ per kWh",null,null,{"$f":"AND($M$394,D415<YearImpact,D415>=AdoptionYear)","v":false}]
[null,null,null,2031,null,null,null,null,null,"grams CO₂ per kWh",null,null,{"$f":"AND($M$394,D416<YearImpact,D416>=AdoptionYear)","v":false}]
[null,null,null,2032,null,null,null,null,null,"grams CO₂ per kWh",null,null,{"$f":"AND($M$394,D417<YearImpact,D417>=AdoptionYear)","v":false}]
[null,null,null,2033,null,null,null,null,null,"grams CO₂ per kWh",null,null,{"$f":"AND($M$394,D418<YearImpact,D418>=AdoptionYear)","v":false}]
[null,null,null,2034,null,null,null,null,null,"grams CO₂ per kWh",null,null,{"$f":"AND($M$394,D419<YearImpact,D419>=AdoptionYear)","v":false}]
[null,null,null,2035,null,null,null,null,null,"grams CO₂ per kWh",null,null,{"$f":"AND($M$394,D420<YearImpact,D420>=AdoptionYear)","v":false}]
[null,null,null,2036,null,null,null,null,null,"grams CO₂ per kWh",null,null,{"$f":"AND($M$394,D421<YearImpact,D421>=AdoptionYear)","v":false}]
[null,null,null,2037,null,null,null,null,null,"grams CO₂ per kWh",null,null,{"$f":"AND($M$394,D422<YearImpact,D422>=AdoptionYear)","v":false}]
[null,null,null,2038,null,null,null,null,null,"grams CO₂ per kWh",null,null,{"$f":"AND($M$394,D423<YearImpact,D423>=AdoptionYear)","v":false}]
[null,null,null,2039,null,null,null,null,null,"grams CO₂ per kWh",null,null,{"$f":"AND($M$394,D424<YearImpact,D424>=AdoptionYear)","v":false}]
[null,null,null,2040,null,null,null,null,null,"grams CO₂ per kWh",null,null,{"$f":"AND($M$394,D425<YearImpact,D425>=AdoptionYear)","v":false}]
[null,null,null,2041,null,null,null,null,null,"grams CO₂ per kWh",null,null,{"$f":"AND($M$394,D426<YearImpact,D426>=AdoptionYear)","v":false}]
[null,null,null,2042,null,null,null,null,null,"grams CO₂ per kWh",null,null,{"$f":"AND($M$394,D427<YearImpact,D427>=AdoptionYear)","v":false}]
[null,null,null,2043,null,null,null,null,null,"grams CO₂ per kWh",null,null,{"$f":"AND($M$394,D428<YearImpact,D428>=AdoptionYear)","v":false}]
[null,null,null,2044,null,null,null,null,null,"grams CO₂ per kWh",null,null,{"$f":"AND($M$394,D429<YearImpact,D429>=AdoptionYear)","v":false}]
[null,null,null,2045,null,null,null,null,null,"grams CO₂ per kWh",null,null,{"$f":"AND($M$394,D430<YearImpact,D430>=AdoptionYear)","v":false}]
[null,null,null,2046,null,null,null,null,null,"grams CO₂ per kWh",null,null,{"$f":"AND($M$394,D431<YearImpact,D431>=AdoptionYear)","v":false}]
[null,null,null,2047,null,null,null,null,null,"grams CO₂ per kWh",null,null,{"$f":"AND($M$394,D432<YearImpact,D432>=AdoptionYear)","v":false}]
[null,null,null,2048,null,null,null,null,null,"grams CO₂ per kWh",null,null,{"$f":"AND($M$394,D433<YearImpact,D433>=AdoptionYear)","v":false}]
[null,null,null,2049,null,null,null,null,null,"grams CO₂ per kWh",null,null,{"$f":"AND($M$394,D434<YearImpact,D434>=AdoptionYear)","v":false}]
[null,null,null,2050,null,null,null,null,null,"grams CO₂ per kWh",null,null,{"$f":"AND($M$394,D435<YearImpact,D435>=AdoptionYear)","v":false}]
[null,null,null,2051,null,null,null,null,null,"grams CO₂ per kWh",null,null,{"$f":"AND($M$394,D436<YearImpact,D436>=AdoptionYear)","v":false}]
[null,null,null,2052,null,null,null,null,null,"grams CO₂ per kWh",null,null,{"$f":"AND($M$394,D437<YearImpact,D437>=AdoptionYear)","v":false}]
[null,null,null,2053,null,null,null,null,null,"grams CO₂ per kWh",null,null,{"$f":"AND($M$394,D438<YearImpact,D438>=AdoptionYear)","v":false}]
[null,null,null,2054,null,null,null,null,null,"grams CO₂ per kWh",null,null,{"$f":"AND($M$394,D439<YearImpact,D439>=AdoptionYear)","v":false}]
[null,null,null,2055,null,null,null,null,null,"grams CO₂ per kWh",null,null,{"$f":"AND($M$394,D440<YearImpact,D440>=AdoptionYear)","v":false}]
[null,null,null,2056,null,null,null,null,null,"grams CO₂ per kWh",null,null,{"$f":"AND($M$394,D441<YearImpact,D441>=AdoptionYear)","v":false}]
[null,null,null,2057,null,null,null,null,null,"grams CO₂ per kWh",null,null,{"$f":"AND($M$394,D442<YearImpact,D442>=AdoptionYear)","v":false}]
[null,null,null,2058,null,null,null,null,null,"grams CO₂ per kWh",null,null,{"$f":"AND($M$394,D443<YearImpact,D443>=AdoptionYear)","v":false}]
[null,null,null,2059,null,null,null,null,null,"grams CO₂ per kWh",null,null,{"$f":"AND($M$394,D444<YearImpact,D444>=AdoptionYear)","v":false}]
[null,null,null,2060,null,null,null,null,null,"grams CO₂ per kWh",null,null,{"$f":"AND($M$394,D445<YearImpact,D445>=AdoptionYear)","v":false}]
[null,null,null,2061,null,null,null,null,null,"grams CO₂ per kWh",null,null,{"$f":"AND($M$394,D446<YearImpact,D446>=AdoptionYear)","v":false}]
[null,null,null,2062,null,null,null,null,null,"grams CO₂ per kWh",null,null,{"$f":"AND($M$394,D447<YearImpact,D447>=AdoptionYear)","v":false}]
[null,null,null,2063,null,null,null,null,null,"grams CO₂ per kWh",null,null,{"$f":"AND($M$394,D448<YearImpact,D448>=AdoptionYear)","v":false}]
[null,null,null,2064,null,null,null,null,null,"grams CO₂ per kWh",null,null,{"$f":"AND($M$394,D449<YearImpact,D449>=AdoptionYear)","v":false}]
[null,null,null,2065,null,null,null,null,null,"grams CO₂ per kWh",null,null,{"$f":"AND($M$394,D450<YearImpact,D450>=AdoptionYear)","v":false}]
[null,null,null,2066,null,null,null,null,null,"grams CO₂ per kWh",null,null,{"$f":"AND($M$394,D451<YearImpact,D451>=AdoptionYear)","v":false}]
[null,null,null,2067,null,null,null,null,null,"grams CO₂ per kWh",null,null,{"$f":"AND($M$394,D452<YearImpact,D452>=AdoptionYear)","v":false}]
[null,null,null,2068,null,null,null,null,null,"grams CO₂ per kWh",null,null,{"$f":"AND($M$394,D453<YearImpact,D453>=AdoptionYear)","v":false}]
[null,null,null,2069,null,null,null,null,null,"grams CO₂ per kWh",null,null,{"$f":"AND($M$394,D454<YearImpact,D454>=AdoptionYear)","v":false}]
[null,null,null,2070,null,null,null,null,null,"grams CO₂ per kWh",null,null,{"$f":"AND($M$394,D455<YearImpact,D455>=AdoptionYear)","v":false}]
[null,null,null,null,null,null,null,null,null,null,null,null,{"$f":"M395","v":false}]
[null,null,null,null,null,null,null,null,null,null,null,null,true]
[null,null,null,null,null,null,null,null,null,null,null,null,true]
[null,null,null,null,null,null,null,null,null,null,null,null,{"$f":"ModifyTrigger","v":false}]
[null,null,null,null,null,null,null,null,null,null,null,null,{"$f":"DefaultsBegin","v":false}]
[null,null,null,null,null,null,null,null,null,null,null,null,false]
[null,null,null,null,null,null,null,null,null,null,null,null,{"$f":"M461","v":false}]
[null,null,null,null,null,null,null,null,null,null,null,null,{"$f":"M462","v":false}]
[null,null,null,null,null,null,null,null,null,null,null,null,false]
[null,null,null,"Annual energy impacts of your action\nThe impacts are shown in units of megawatt hours (MWh) or in gigajoules (GJ). In case of the projected data, the calculator assumes the impacts\ngrow until 2070, unless modified. Default technology performance degradation rates are also used, and can be modified where applicable. ",null,null,null,null,null,null,null,null,{"$f":"GraphStart","v":false}]
[null,null,null,null,null,null,null,null,null,null,null,null,{"$f":"M464","v":false}]
[null,null,null,null,null,null,null,null,null,null,null,null,{"$f":"M466","v":false}]
[null,null,null,null,null,null,null,null,null,null,null,null,false]
[null,null,null,null,null,null,null,null,null,null,null,null,false]
[null,null,null,null,null,null,null,null,null,null,null,null,false]
[null,null,null,null,null,null,null,null,null,null,null,null,false]
[null,null,null,null,null,null,null,null,null,null,null,null,false]
[null,null,null,null,null,null,null,null,null,null,null,null,false]
[null,null,null,null,null,null,null,null,null,null,null,null,false]
[null,null,null,null,null,null,null,null,null,null,null,null,false]
[null,null,null,null,null,null,null,null,null,null,null,null,false]
[null,null,null,null,null,null,null,null,null,null,null,null,false]
[null,null,null,null,null,null,null,null,null,null,null,null,false]
[null,null,null,null,null,null,null,null,null,null,null,null,false]
[null,null,null,null,null,null,null,null,null,null,null,null,false]
[null,null,null,null,null,null,null,null,null,null,null,null,false]
[null,null,null,null,null,null,null,null,null,null,null,null,false]
[null,null,null,null,null,null,null,null,null,null,null,null,false]
[null,null,null,null,null,null,null,null,null,null,null,null,false]
[null,null,null,null,null,null,null,null,null,null,null,null,false]
[null,null,null,null,null,null,null,null,null,null,null,null,false]
[null,null,null,null,null,null,null,null,null,null,null,null,false]
[null,null,null,null,null,null,null,null,null,null,null,null,false]
[null,null,null,null,null,null,null,null,null,null,null,null,false]
[null,null,null,null,null,null,null,null,null,null,null,null,false]
[]
[null,"Assumptions"]
[null,"Document all assumptions or comments regarding the action or any of the data used for the estimation."]

{"sheet":"Calculations","index":2,"n_rows":930,"n_cols":20,"rows_kept":930,"cut":false,"hidden":false,"merged":[[376,5,376,7],[377,5,377,7],[378,5,378,7],[379,5,379,7],[380,5,380,7],[367,5,367,7],[368,5,368,7],[369,5,369,7],[370,5,370,7],[371,5,371,7],[372,5,372,7],[373,5,373,7],[374,5,374,7],[375,5,375,7],[361,5,361,7],[362,5,362,7],[363,5,363,7],[364,5,364,7],[365,5,365,7],[366,5,366,7],[336,5,336,7],[333,5,333,7],[349,5,349,7],[350,5,350,7],[351,5,351,7],[352,5,352,7],[353,5,353,7],[335,5,335,7],[337,5,337,7],[338,5,338,7],[348,5,348,7],[354,5,354,7],[355,5,355,7],[356,5,356,7],[357,5,357,7],[358,5,358,7],[359,5,359,7],[360,5,360,7],[173,5,173,7],[292,5,292,7],[293,5,293,7],[270,5,270,7],[262,5,262,7],[263,5,263,7],[271,5,271,7],[272,5,272,7],[264,5,264,7],[273,5,273,7],[274,5,274,7],[275,5,275,7],[276,5,276,7],[277,5,277,7],[284,5,284,7],[285,5,285,7],[280,5,280,7],[281,5,281,7],[282,5,282,7],[283,5,283,7],[253,5,253,7],[254,5,254,7],[255,5,255,7],[256,5,256,7],[156,5,156,7],[157,5,157,7],[213,5,213,7],[214,5,214,7],[215,5,215,7],[158,5,158,7],[164,5,164,7],[189,5,189,7],[176,5,176,7],[180,5,180,7],[181,5,181,7],[182,5,182,7],[183,5,183,7],[184,5,184,7],[191,5,191,7],[190,5,190,7],[192,5,192,7],[193,5,193,7],[185,5,185,7],[186,5,186,7],[187,5,187,7],[188,5,188,7],[179,5,179,7],[174,5,174,7],[147,5,147,7],[148,5,148,7],[149,5,149,7],[150,5,150,7],[151,5,151,7],[152,5,152,7],[153,5,153,7],[154,5,154,7],[155,5,155,7],[82,5,82,7],[83,5,83,7],[84,5,84,7],[85,5,85,7],[86,5,86,7],[101,5,101,7],[126,5,126,7],[127,5,127,7],[128,5,128,7],[118,5,118,7],[119,5,119,7],[120,5,120,7],[102,5,102,7],[103,5,103,7],[104,5,104,7],[105,5,105,7],[106,5,106,7],[107,5,107,7],[111,5,111,7],[112,5,112,7],[113,5,113,7],[121,5,121,7],[122,5,122,7],[123,5,123,7],[258,5,258,7],[251,5,251,7],[252,5,252,7],[239,5,239,7],[216,5,216,7],[217,5,217,7],[218,5,218,7],[219,5,219,7],[220,5,220,7],[221,5,221,7],[222,5,222,7],[223,5,223,7],[224,5,224,7],[340,5,340,7],[339,5,339,7],[345,5,345,7],[346,5,346,7],[347,5,347,7],[331,5,331,7],[332,5,332,7],[287,5,287,7],[288,5,288,7],[289,5,289,7],[290,5,290,7],[291,5,291,7],[314,5,314,7],[309,5,309,7],[310,5,310,7],[311,5,311,7],[330,5,330,7],[326,5,326,7],[327,5,327,7],[328,5,328,7],[329,5,329,7],[300,5,300,7],[301,5,301,7],[302,5,302,7],[312,5,312,7],[286,5,286,7],[525,5,525,7],[265,5,265,7],[266,5,266,7],[267,5,267,7],[268,5,268,7],[269,5,269,7],[334,5,334,7],[341,5,341,7],[303,5,303,7],[304,5,304,7],[305,5,305,7],[306,5,306,7],[307,5,307,7],[308,5,308,7],[294,5,294,7],[295,5,295,7],[296,5,296,7],[297,5,297,7],[298,5,298,7],[299,5,299,7],[381,5,381,7],[279,5,279,7],[124,5,124,7],[125,5,125,7],[114,5,114,7],[115,5,115,7],[116,5,116,7],[117,5,117,7],[134,5,134,7],[135,5,135,7],[172,5,172,7],[166,5,166,7],[170,5,170,7],[129,5,129,7],[130,5,130,7],[131,5,131,7],[132,5,132,7],[133,5,133,7],[139,5,139,7],[140,5,140,7],[141,5,141,7],[142,5,142,7],[143,5,143,7],[144,5,144,7],[145,5,145,7],[146,5,146,7],[175,5,175,7],[168,5,168,7],[177,5,177,7],[178,5,178,7],[136,5,136,7],[137,5,137,7],[138,5,138,7],[44,5,44,7],[45,5,45,7],[46,5,46,7],[87,5,87,7],[89,5,89,7],[108,5,108,7],[109,5,109,7],[110,5,110,7],[47,5,47,7],[48,5,48,7],[49,5,49,7],[50,5,50,7],[51,5,51,7],[52,5,52,7],[53,5,53,7],[54,5,54,7],[55,5,55,7],[56,5,56,7],[57,5,57,7],[58,5,58,7],[59,5,59,7],[60,5,60,7],[61,5,61,7],[77,5,77,7],[34,5,34,7],[35,5,35,7],[36,5,36,7],[37,5,37,7],[97,5,97,7],[98,5,98,7],[99,5,99,7],[100,5,100,7],[95,5,95,7],[62,5,62,7],[63,5,63,7],[64,5,64,7],[65,5,65,7],[66,5,66,7],[67,5,67,7],[68,5,68,7],[69,5,69,7],[70,5,70,7],[71,5,71,7],[72,5,72,7],[73,5,73,7],[74,5,74,7],[75,5,75,7],[76,5,76,7],[78,5,78,7],[79,5,79,7],[80,5,80,7],[81,5,81,7],[801,5,801,7],[247,5,247,7],[461,5,461,7],[865,5,865,7],[24,5,24,7],[93,5,93,7],[160,5,160,7],[162,5,162,7],[26,5,26,7],[28,5,28,7],[599,5,599,7],[249,5,249,7],[316,5,316,7],[318,5,318,7],[320,5,320,7],[321,5,321,7],[322,5,322,7],[323,5,323,7],[324,5,324,7],[325,5,325,7],[91,5,91,7],[342,5,342,7],[343,5,343,7],[344,5,344,7],[22,5,22,7],[241,5,241,7],[16,5,16,7],[18,5,18,7],[3,1,4,11],[5,1,6,11],[12,5,12,7],[20,5,20,7],[31,5,31,7],[210,5,210,7],[211,5,211,7],[212,5,212,7],[233,5,233,7],[38,5,38,7],[39,5,39,7],[40,5,40,7],[41,5,41,7],[42,5,42,7],[27,5,27,7],[29,5,29,7],[30,5,30,7],[43,5,43,7],[32,5,32,7],[33,5,33,7],[194,5,194,7],[195,5,195,7],[196,5,196,7],[197,5,197,7],[198,5,198,7],[199,5,199,7],[200,5,200,7],[201,5,201,7],[202,5,202,7],[203,5,203,7],[204,5,204,7],[205,5,205,7],[206,5,206,7],[207,5,207,7],[208,5,208,7],[209,5,209,7],[257,5,257,7],[278,5,278,7],[225,5,225,7],[226,5,226,7],[227,5,227,7],[228,5,228,7],[229,5,229,7],[230,5,230,7],[259,5,259,7],[260,5,260,7],[261,5,261,7],[231,5,231,7],[232,5,232,7],[235,5,235,7],[237,5,237,7],[243,5,243,7],[245,5,245,7]]}
[]
[null,"Calculations"]
[]
[null,"Review the emission reduction calculations. Enter alternate values in the blue fields, if desired."]
[]
[]
[]
[]
[null,"Summary of Data Input"]
[null,"This section summarizes data input in the Energy Information and Data section."]
[]
[]
[null,null,null,null,null,{"$f":"'Data Input'!D34","v":"What is the clean energy result of the action? *"},null,null,null,{"$f":"IF('Data Input'!H34=\"\",\"\",'Data Input'!H34)","v":""}]
[]
[null,null,null,null,null,null,null,{"$f":"'Data Input'!D36","v":"How many years is this project expected to be in operation (e.g., lifetime of the system)?*"},null,{"$f":"IF('Data Input'!H36=\"\",\"\",'Data Input'!H36)","v":""}]
[]
[null,null,null,null,null,{"$f":"'Data Input'!D38","v":"Will the action replace direct fuel consumption (e.g., for heating, cooking, or lighting)? If so, select ‘Yes’. \nIf the action will replace electricity (e.g., from the grid or on-site generators), please select 'No’. *"},null,null,null,{"$f":"IF('Data Input'!H38=\"\",\"\",'Data Input'!H38)","v":""},null,null,null,null,null,{"$f":"'Data Input'!M38","v":false}]
[null,null,null,null,null,null,null,null,null,null,null,null,null,null,null,{"$f":"'Data Input'!M39","v":false}]
[null,null,null,null,null,{"$f":"'Data Input'!D40","v":"Select the type of fuel reduced/avoided by the action: *"},null,null,null,{"$f":"IF('Data Input'!H40=\"\",\"\",'Data Input'!H40)","v":""},null,null,null,null,null,{"$f":"'Data Input'!M40","v":false}]
[null,null,null,null,null,null,null,null,null,null,null,null,null,null,null,{"$f":"'Data Input'!M41","v":false}]
[null,null,null,null,null,{"$f":"'Data Input'!D42","v":"Does the impact of your action remain constant each year, or do you expect the impacts to change over time (e.g. grow)? *"},null,null,null,{"$f":"IF('Data Input'!H42=\"\",\"\",'Data Input'!H42)","v":""},null,null,null,null,null,{"$f":"'Data Input'!M42","v":false}]
[null,null,null,null,null,null,null,null,null,null,null,null,null,null,null,{"$f":"'Data Input'!M43","v":false}]
[null,null,null,null,null,{"$f":"'Data Input'!D44","v":"Do you want to enter the amount of fuel reduced/avoided for each year, or forecast the amount using an annual rate of change from the First Year of Operation? *"},null,null,null,{"$f":"IF('Data Input'!H44=\"\",\"\",'Data Input'!H44)","v":""},null,null,null,null,null,{"$f":"'Data Input'!M44","v":false}]
[null,null,null,null,null,null,null,null,null,null,null,null,null,null,null,{"$f":"'Data Input'!M45","v":false}]
[null,null,null,null,null,{"$f":"'Data Input'!D46","v":"Enter the amount of fuel reduced/avoided from this action during the First Year of Operation: *"},null,null,null,{"$f":"IF('Data Input'!H46=\"\",\"\",'Data Input'!H46)","v":""},null,{"$f":"IF('Data Input'!J46=\"\",\"\",'Data Input'!J46)","v":"Gigajoules (GJ)"},null,null,null,{"$f":"'Data Input'!M46","v":false}]
[null,null,null,null,null,null,null,null,null,null,null,null,null,null,null,{"$f":"'Data Input'!M47","v":false}]
[null,null,null,null,null,{"$f":"'Data Input'!D48","v":"Enter the amount of fuel reduced/avoided each year: *"},null,null,null,null,null,null,null,null,null,{"$f":"'Data Input'!M48","v":false}]
[null,null,null,null,null,{"$f":"'Data Input'!D49","v":2010},null,null,null,{"$f":"IF('Data Input'!H49=\"\",\"\",'Data Input'!H49)","v":""},null,{"$f":"IF('Data Input'!J48=\"\",\"\",'Data Input'!J48)","v":"Gigajoules (GJ)"},null,null,null,{"$f":"'Data Input'!M49","v":false}]
[null,null,null,null,null,{"$f":"'Data Input'!D50","v":2011},null,null,null,{"$f":"IF('Data Input'!H50=\"\",\"\",'Data Input'!H50)","v":""},null,{"$f":"IF('Data Input'!J50=\"\",\"\",'Data Input'!J50)","v":"Gigajoules (GJ)"},null,null,null,{"$f":"'Data Input'!M50","v":false}]
[null,null,null,null,null,{"$f":"'Data Input'!D51","v":2012},null,null,null,{"$f":"IF('Data Input'!H51=\"\",\"\",'Data Input'!H51)","v":""},null,{"$f":"IF('Data Input'!J51=\"\",\"\",'Data Input'!J51)","v":"Gigajoules (GJ)"},null,null,null,{"$f":"'Data Input'!M51","v":false}]
[null,null,null,null,null,{"$f":"'Data Input'!D52","v":2013},null,null,null,{"$f":"IF('Data Input'!H52=\"\",\"\",'Data Input'!H52)","v":""},null,{"$f":"IF('Data Input'!J52=\"\",\"\",'Data Input'!J52)","v":"Gigajoules (GJ)"},null,null,null,{"$f":"'Data Input'!M52","v":false}]
[null,null,null,null,null,{"$f":"'Data Input'!D53","v":2014},null,null,null,{"$f":"IF('Data Input'!H53=\"\",\"\",'Data Input'!H53)","v":""},null,{"$f":"IF('Data Input'!J53=\"\",\"\",'Data Input'!J53)","v":"Gigajoules (GJ)"},null,null,null,{"$f":"'Data Input'!M53","v":false}]
[null,null,null,null,null,{"$f":"'Data Input'!D54","v":2015},null,null,null,{"$f":"IF('Data Input'!H54=\"\",\"\",'Data Input'!H54)","v":""},null,{"$f":"IF('Data Input'!J54=\"\",\"\",'Data Input'!J54)","v":"Gigajoules (GJ)"},null,null,null,{"$f":"'Data Input'!M54","v":false}]
[null,null,null,null,null,{"$f":"'Data Input'!D55","v":2016},null,null,null,{"$f":"IF('Data Input'!H55=\"\",\"\",'Data Input'!H55)","v":""},null,{"$f":"IF('Data Input'!J55=\"\",\"\",'Data Input'!J55)","v":"Gigajoules (GJ)"},null,null,null,{"$f":"'Data Input'!M55","v":false}]
[null,null,null,null,null,{"$f":"'Data Input'!D56","v":2017},null,null,null,{"$f":"IF('Data Input'!H56=\"\",\"\",'Data Input'!H56)","v":""},null,{"$f":"IF('Data Input'!J56=\"\",\"\",'Data Input'!J56)","v":"Gigajoules (GJ)"},null,null,null,{"$f":"'Data Input'!M56","v":false}]
[null,null,null,null,null,{"$f":"'Data Input'!D57","v":2018},null,null,null,{"$f":"IF('Data Input'!H57=\"\",\"\",'Data Input'!H57)","v":""},null,{"$f":"IF('Data Input'!J57=\"\",\"\",'Data Input'!J57)","v":"Gigajoules (GJ)"},null,null,null,{"$f":"'Data Input'!M57","v":false}]
[null,null,null,null,null,{"$f":"'Data Input'!D58","v":2019},null,null,null,{"$f":"IF('Data Input'!H58=\"\",\"\",'Data Input'!H58)","v":""},null,{"$f":"IF('Data Input'!J58=\"\",\"\",'Data Input'!J58)","v":"Gigajoules (GJ)"},null,null,null,{"$f":"'Data Input'!M58","v":false}]
[null,null,null,null,null,{"$f":"'Data Input'!D59","v":2020},null,null,null,{"$f":"IF('Data Input'!H59=\"\",\"\",'Data Input'!H59)","v":""},null,{"$f":"IF('Data Input'!J59=\"\",\"\",'Data Input'!J59)","v":"Gigajoules (GJ)"},null,null,null,{"$f":"'Data Input'!M59","v":false}]
[null,null,null,null,null,{"$f":"'Data Input'!D60","v":2021},null,null,null,{"$f":"IF('Data Input'!H60=\"\",\"\",'Data Input'!H60)","v":""},null,{"$f":"IF('Data Input'!J60=\"\",\"\",'Data Input'!J60)","v":"Gigajoules (GJ)"},null,null,null,{"$f":"'Data Input'!M60","v":false}]
[null,null,null,null,null,{"$f":"'Data Input'!D61","v":2022},null,null,null,{"$f":"IF('Data Input'!H61=\"\",\"\",'Data Input'!H61)","v":""},null,{"$f":"IF('Data Input'!J61=\"\",\"\",'Data Input'!J61)","v":"Gigajoules (GJ)"},null,null,null,{"$f":"'Data Input'!M61","v":false}]
[null,null,null,null,null,{"$f":"'Data Input'!D62","v":2023},null,null,null,{"$f":"IF('Data Input'!H62=\"\",\"\",'Data Input'!H62)","v":""},null,{"$f":"IF('Data Input'!J62=\"\",\"\",'Data Input'!J62)","v":"Gigajoules (GJ)"},null,null,null,{"$f":"'Data Input'!M62","v":false}]
[null,null,null,null,null,{"$f":"'Data Input'!D63","v":2024},null,null,null,{"$f":"IF('Data Input'!H63=\"\",\"\",'Data Input'!H63)","v":""},null,{"$f":"IF('Data Input'!J63=\"\",\"\",'Data Input'!J63)","v":"Gigajoules (GJ)"},null,null,null,{"$f":"'Data Input'!M63","v":false}]
[null,null,null,null,null,{"$f":"'Data Input'!D64","v":2025},null,null,null,{"$f":"IF('Data Input'!H64=\"\",\"\",'Data Input'!H64)","v":""},null,{"$f":"IF('Data Input'!J64=\"\",\"\",'Data Input'!J64)","v":"Gigajoules (GJ)"},null,null,null,{"$f":"'Data Input'!M64","v":false}]
[null,null,null,null,null,{"$f":"'Data Input'!D65","v":2026},null,null,null,{"$f":"IF('Data Input'!H65=\"\",\"\",'Data Input'!H65)","v":""},null,{"$f":"IF('Data Input'!J65=\"\",\"\",'Data Input'!J65)","v":"Gigajoules (GJ)"},null,null,null,{"$f":"'Data Input'!M65","v":false}]
[null,null,null,null,null,{"$f":"'Data Input'!D66","v":2027},null,null,null,{"$f":"IF('Data Input'!H66=\"\",\"\",'Data Input'!H66)","v":""},null,{"$f":"IF('Data Input'!J66=\"\",\"\",'Data Input'!J66)","v":"Gigajoules (GJ)"},null,null,null,{"$f":"'Data Input'!M66","v":false}]
[null,null,null,null,null,{"$f":"'Data Input'!D67","v":2028},null,null,null,{"$f":"IF('Data Input'!H67=\"\",\"\",'Data Input'!H67)","v":""},null,{"$f":"IF('Data Input'!J67=\"\",\"\",'Data Input'!J67)","v":"Gigajoules (GJ)"},null,null,null,{"$f":"'Data Input'!M67","v":false}]
[null,null,null,null,null,{"$f":"'Data Input'!D68","v":2029},null,null,null,{"$f":"IF('Data Input'!H68=\"\",\"\",'Data Input'!H68)","v":""},null,{"$f":"IF('Data Input'!J68=\"\",\"\",'Data Input'!J68)","v":"Gigajoules (GJ)"},null,null,null,{"$f":"'Data Input'!M68","v":false}]
[null,null,null,null,null,{"$f":"'Data Input'!D69","v":2030},null,null,null,{"$f":"IF('Data Input'!H69=\"\",\"\",'Data Input'!H69)","v":""},null,{"$f":"IF('Data Input'!J69=\"\",\"\",'Data Input'!J69)","v":"Gigajoules (GJ)"},null,null,null,{"$f":"'Data Input'!M69","v":false}]
[null,null,null,null,null,{"$f":"'Data Input'!D70","v":2031},null,null,null,{"$f":"IF('Data Input'!H70=\"\",\"\",'Data Input'!H70)","v":""},null,{"$f":"IF('Data Input'!J70=\"\",\"\",'Data Input'!J70)","v":"Gigajoules (GJ)"},null,null,null,{"$f":"'Data Input'!M70","v":false}]
[null,null,null,null,null,{"$f":"'Data Input'!D71","v":2032},null,null,null,{"$f":"IF('Data Input'!H71=\"\",\"\",'Data Input'!H71)","v":""},null,{"$f":"IF('Data Input'!J71=\"\",\"\",'Data Input'!J71)","v":"Gigajoules (GJ)"},null,null,null,{"$f":"'Data Input'!M71","v":false}]
[null,null,null,null,null,{"$f":"'Data Input'!D72","v":2033},null,null,null,{"$f":"IF('Data Input'!H72=\"\",\"\",'Data Input'!H72)","v":""},null,{"$f":"IF('Data Input'!J72=\"\",\"\",'Data Input'!J72)","v":"Gigajoules (GJ)"},null,null,null,{"$f":"'Data Input'!M72","v":false}]
[null,null,null,null,null,{"$f":"'Data Input'!D73","v":2034},null,null,null,{"$f":"IF('Data Input'!H73=\"\",\"\",'Data Input'!H73)","v":""},null,{"$f":"IF('Data Input'!J73=\"\",\"\",'Data Input'!J73)","v":"Gigajoules (GJ)"},null,null,null,{"$f":"'Data Input'!M73","v":false}]
[null,null,null,null,null,{"$f":"'Data Input'!D74","v":2035},null,null,null,{"$f":"IF('Data Input'!H74=\"\",\"\",'Data Input'!H74)","v":""},null,{"$f":"IF('Data Input'!J74=\"\",\"\",'Data Input'!J74)","v":"Gigajoules (GJ)"},null,null,null,{"$f":"'Data Input'!M74","v":false}]
[null,null,null,null,null,{"$f":"'Data Input'!D75","v":2036},null,null,null,{"$f":"IF('Data Input'!H75=\"\",\"\",'Data Input'!H75)","v":""},null,{"$f":"IF('Data Input'!J75=\"\",\"\",'Data Input'!J75)","v":"Gigajoules (GJ)"},null,null,null,{"$f":"'Data Input'!M75","v":false}]
[null,null,null,null,null,{"$f":"'Data Input'!D76","v":2037},null,null,null,{"$f":"IF('Data Input'!H76=\"\",\"\",'Data Input'!H76)","v":""},null,{"$f":"IF('Data Input'!J76=\"\",\"\",'Data Input'!J76)","v":"Gigajoules (GJ)"},null,null,null,{"$f":"'Data Input'!M76","v":false}]
[null,null,null,null,null,{"$f":"'Data Input'!D77","v":2038},null,null,null,{"$f":"IF('Data Input'!H77=\"\",\"\",'Data Input'!H77)","v":""},null,{"$f":"IF('Data Input'!J77=\"\",\"\",'Data Input'!J77)","v":"Gigajoules (GJ)"},null,null,null,{"$f":"'Data Input'!M77","v":false}]
[null,null,null,null,null,{"$f":"'Data Input'!D78","v":2039},null,null,null,{"$f":"IF('Data Input'!H78=\"\",\"\",'Data Input'!H78)","v":""},null,{"$f":"IF('Data Input'!J78=\"\",\"\",'Data Input'!J78)","v":"Gigajoules (GJ)"},null,null,null,{"$f":"'Data Input'!M78","v":false}]
[null,null,null,null,null,{"$f":"'Data Input'!D79","v":2040},null,null,null,{"$f":"IF('Data Input'!H79=\"\",\"\",'Data Input'!H79)","v":""},null,{"$f":"IF('Data Input'!J79=\"\",\"\",'Data Input'!J79)","v":"Gigajoules (GJ)"},null,null,null,{"$f":"'Data Input'!M79","v":false}]
[null,null,null,null,null,{"$f":"'Data Input'!D80","v":2041},null,null,null,{"$f":"IF('Data Input'!H80=\"\",\"\",'Data Input'!H80)","v":""},null,{"$f":"IF('Data Input'!J80=\"\",\"\",'Data Input'!J80)","v":"Gigajoules (GJ)"},null,null,null,{"$f":"'Data Input'!M80","v":false}]
[null,null,null,null,null,{"$f":"'Data Input'!D81","v":2042},null,null,null,{"$f":"IF('Data Input'!H81=\"\",\"\",'Data Input'!H81)","v":""},null,{"$f":"IF('Data Input'!J81=\"\",\"\",'Data Input'!J81)","v":"Gigajoules (GJ)"},null,null,null,{"$f":"'Data Input'!M81","v":false}]
[null,null,null,null,null,{"$f":"'Data Input'!D82","v":2043},null,null,null,{"$f":"IF('Data Input'!H82=\"\",\"\",'Data Input'!H82)","v":""},null,{"$f":"IF('Data Input'!J82=\"\",\"\",'Data Input'!J82)","v":"Gigajoules (GJ)"},null,null,null,{"$f":"'Data Input'!M82","v":false}]
[null,null,null,null,null,{"$f":"'Data Input'!D83","v":2044},null,null,null,{"$f":"IF('Data Input'!H83=\"\",\"\",'Data Input'!H83)","v":""},null,{"$f":"IF('Data Input'!J83=\"\",\"\",'Data Input'!J83)","v":"Gigajoules (GJ)"},null,null,null,{"$f":"'Data Input'!M83","v":false}]
[null,null,null,null,null,{"$f":"'Data Input'!D84","v":2045},null,null,null,{"$f":"IF('Data Input'!H84=\"\",\"\",'Data Input'!H84)","v":""},null,{"$f":"IF('Data Input'!J84=\"\",\"\",'Data Input'!J84)","v":"Gigajoules (GJ)"},null,null,null,{"$f":"'Data Input'!M84","v":false}]
[null,null,null,null,null,{"$f":"'Data Input'!D85","v":2046},null,null,null,{"$f":"IF('Data Input'!H85=\"\",\"\",'Data Input'!H85)","v":""},null,{"$f":"IF('Data Input'!J85=\"\",\"\",'Data Input'!J85)","v":"Gigajoules (GJ)"},null,null,null,{"$f":"'Data Input'!M85","v":false}]
[null,null,null,null,null,{"$f":"'Data Input'!D86","v":2047},null,null,null,{"$f":"IF('Data Input'!H86=\"\",\"\",'Data Input'!H86)","v":""},null,{"$f":"IF('Data Input'!J86=\"\",\"\",'Data Input'!J86)","v":"Gigajoules (GJ)"},null,null,null,{"$f":"'Data Input'!M86","v":false}]
[null,null,null,null,null,{"$f":"'Data Input'!D87","v":2048},null,null,null,{"$f":"IF('Data Input'!H87=\"\",\"\",'Data Input'!H87)","v":""},null,{"$f":"IF('Data Input'!J87=\"\",\"\",'Data Input'!J87)","v":"Gigajoules (GJ)"},null,null,null,{"$f":"'Data Input'!M87","v":false}]
[null,null,null,null,null,{"$f":"'Data Input'!D88","v":2049},null,null,null,{"$f":"IF('Data Input'!H88=\"\",\"\",'Data Input'!H88)","v":""},null,{"$f":"IF('Data Input'!J88=\"\",\"\",'Data Input'!J88)","v":"Gigajoules (GJ)"},null,null,null,{"$f":"'Data Input'!M88","v":false}]
[null,null,null,null,null,{"$f":"'Data Input'!D89","v":2050},null,null,null,{"$f":"IF('Data Input'!H89=\"\",\"\",'Data Input'!H89)","v":""},null,{"$f":"IF('Data Input'!J89=\"\",\"\",'Data Input'!J89)","v":"Gigajoules (GJ)"},null,null,null,{"$f":"'Data Input'!M89","v":false}]
[null,null,null,null,null,{"$f":"'Data Input'!D90","v":2051},null,null,null,{"$f":"IF('Data Input'!H90=\"\",\"\",'Data Input'!H90)","v":""},null,{"$f":"IF('Data Input'!J90=\"\",\"\",'Data Input'!J90)","v":"Gigajoules (GJ)"},null,null,null,{"$f":"'Data Input'!M90","v":false}]
[null,null,null,null,null,{"$f":"'Data Input'!D91","v":2052},null,null,null,{"$f":"IF('Data Input'!H91=\"\",\"\",'Data Input'!H91)","v":""},null,{"$f":"IF('Data Input'!J91=\"\",\"\",'Data Input'!J91)","v":"Gigajoules (GJ)"},null,null,null,{"$f":"'Data Input'!M91","v":false}]
[null,null,null,null,null,{"$f":"'Data Input'!D92","v":2053},null,null,null,{"$f":"IF('Data Input'!H92=\"\",\"\",'Data Input'!H92)","v":""},null,{"$f":"IF('Data Input'!J92=\"\",\"\",'Data Input'!J92)","v":"Gigajoules (GJ)"},null,null,null,{"$f":"'Data Input'!M92","v":false}]
[null,null,null,null,null,{"$f":"'Data Input'!D93","v":2054},null,null,null,{"$f":"IF('Data Input'!H93=\"\",\"\",'Data Input'!H93)","v":""},null,{"$f":"IF('Data Input'!J93=\"\",\"\",'Data Input'!J93)","v":"Gigajoules (GJ)"},null,null,null,{"$f":"'Data Input'!M93","v":false}]
[null,null,null,null,null,{"$f":"'Data Input'!D94","v":2055},null,null,null,{"$f":"IF('Data Input'!H94=\"\",\"\",'Data Input'!H94)","v":""},null,{"$f":"IF('Data Input'!J94=\"\",\"\",'Data Input'!J94)","v":"Gigajoules (GJ)"},null,null,null,{"$f":"'Data Input'!M94","v":false}]
[null,null,null,null,null,{"$f":"'Data Input'!D95","v":2056},null,null,null,{"$f":"IF('Data Input'!H95=\"\",\"\",'Data Input'!H95)","v":""},null,{"$f":"IF('Data Input'!J95=\"\",\"\",'Data Input'!J95)","v":"Gigajoules (GJ)"},null,null,null,{"$f":"'Data Input'!M95","v":false}]
[null,null,null,null,null,{"$f":"'Data Input'!D96","v":2057},null,null,null,{"$f":"IF('Data Input'!H96=\"\",\"\",'Data Input'!H96)","v":""},null,{"$f":"IF('Data Input'!J96=\"\",\"\",'Data Input'!J96)","v":"Gigajoules (GJ)"},null,null,null,{"$f":"'Data Input'!M96","v":false}]
[null,null,null,null,null,{"$f":"'Data Input'!D97","v":2058},null,null,null,{"$f":"IF('Data Input'!H97=\"\",\"\",'Data Input'!H97)","v":""},null,{"$f":"IF('Data Input'!J97=\"\",\"\",'Data Input'!J97)","v":"Gigajoules (GJ)"},null,null,null,{"$f":"'Data Input'!M97","v":false}]
[null,null,null,null,null,{"$f":"'Data Input'!D98","v":2059},null,null,null,{"$f":"IF('Data Input'!H98=\"\",\"\",'Data Input'!H98)","v":""},null,{"$f":"IF('Data Input'!J98=\"\",\"\",'Data Input'!J98)","v":"Gigajoules (GJ)"},null,null,null,{"$f":"'Data Input'!M98","v":false}]
[null,null,null,null,null,{"$f":"'Data Input'!D99","v":2060},null,null,null,{"$f":"IF('Data Input'!H99=\"\",\"\",'Data Input'!H99)","v":""},null,{"$f":"IF('Data Input'!J99=\"\",\"\",'Data Input'!J99)","v":"Gigajoules (GJ)"},null,null,null,{"$f":"'Data Input'!M99","v":false}]
[null,null,null,null,null,{"$f":"'Data Input'!D100","v":2061},null,null,null,{"$f":"IF('Data Input'!H100=\"\",\"\",'Data Input'!H100)","v":""},null,{"$f":"IF('Data Input'!J100=\"\",\"\",'Data Input'!J100)","v":"Gigajoules (GJ)"},null,null,null,{"$f":"'Data Input'!M100","v":false}]
[null,null,null,null,null,{"$f":"'Data Input'!D101","v":2062},null,null,null,{"$f":"IF('Data Input'!H101=\"\",\"\",'Data Input'!H101)","v":""},null,{"$f":"IF('Data Input'!J101=\"\",\"\",'Data Input'!J101)","v":"Gigajoules (GJ)"},null,null,null,{"$f":"'Data Input'!M101","v":false}]
[null,null,null,null,null,{"$f":"'Data Input'!D102","v":2063},null,null,null,{"$f":"IF('Data Input'!H102=\"\",\"\",'Data Input'!H102)","v":""},null,{"$f":"IF('Data Input'!J102=\"\",\"\",'Data Input'!J102)","v":"Gigajoules (GJ)"},null,null,null,{"$f":"'Data Input'!M102","v":false}]
[null,null,null,null,null,{"$f":"'Data Input'!D103","v":2064},null,null,null,{"$f":"IF('Data Input'!H103=\"\",\"\",'Data Input'!H103)","v":""},null,{"$f":"IF('Data Input'!J103=\"\",\"\",'Data Input'!J103)","v":"Gigajoules (GJ)"},null,null,null,{"$f":"'Data Input'!M103","v":false}]
[null,null,null,null,null,{"$f":"'Data Input'!D104","v":2065},null,null,null,{"$f":"IF('Data Input'!H104=\"\",\"\",'Data Input'!H104)","v":""},null,{"$f":"IF('Data Input'!J104=\"\",\"\",'Data Input'!J104)","v":"Gigajoules (GJ)"},null,null,null,{"$f":"'Data Input'!M104","v":false}]
[null,null,null,null,null,{"$f":"'Data Input'!D105","v":2066},null,null,null,{"$f":"IF('Data Input'!H105=\"\",\"\",'Data Input'!H105)","v":""},null,{"$f":"IF('Data Input'!J105=\"\",\"\",'Data Input'!J105)","v":"Gigajoules (GJ)"},null,null,null,{"$f":"'Data Input'!M105","v":false}]
[null,null,null,null,null,{"$f":"'Data Input'!D106","v":2067},null,null,null,{"$f":"IF('Data Input'!H106=\"\",\"\",'Data Input'!H106)","v":""},null,{"$f":"IF('Data Input'!J106=\"\",\"\",'Data Input'!J106)","v":"Gigajoules (GJ)"},null,null,null,{"$f":"'Data Input'!M106","v":false}]
[null,null,null,null,null,{"$f":"'Data Input'!D107","v":2068},null,null,null,{"$f":"IF('Data Input'!H107=\"\",\"\",'Data Input'!H107)","v":""},null,{"$f":"IF('Data Input'!J107=\"\",\"\",'Data Input'!J107)","v":"Gigajoules (GJ)"},null,null,null,{"$f":"'Data Input'!M107","v":false}]
[null,null,null,null,null,{"$f":"'Data Input'!D108","v":2069},null,null,null,{"$f":"IF('Data Input'!H108=\"\",\"\",'Data Input'!H108)","v":""},null,{"$f":"IF('Data Input'!J108=\"\",\"\",'Data Input'!J108)","v":"Gigajoules (GJ)"},null,null,null,{"$f":"'Data Input'!M108","v":false}]
[null,null,null,null,null,{"$f":"'Data Input'!D109","v":2070},null,null,null,{"$f":"IF('Data Input'!H109=\"\",\"\",'Data Input'!H109)","v":""},null,{"$f":"IF('Data Input'!J109=\"\",\"\",'Data Input'!J109)","v":"Gigajoules (GJ)"},null,null,null,{"$f":"'Data Input'!M109","v":false}]
[null,null,null,null,null,null,null,null,null,null,null,null,null,null,null,{"$f":"'Data Input'!M110","v":false}]
[null,null,null,null,null,{"$f":"'Data Input'!D111","v":"Does the impact of your action remain constant each year, or do you expect the impact to change over time (e.g., grow)? *"},null,null,null,{"$f":"IF('Data Input'!H111=\"\",\"\",'Data Input'!H111)","v":""},null,null,null,null,null,{"$f":"'Data Input'!M111","v":false}]
[null,null,null,null,null,null,null,null,null,null,null,null,null,null,null,{"$f":"'Data Input'!M112","v":false}]
[null,null,null,null,null,{"$f":"'Data Input'!D113","v":"Do you want to enter the electricity generated/saved for each year, or forecast the amount using an annual rate of change from the First Year of Operation? *"},null,null,null,{"$f":"IF('Data Input'!H113=\"\",\"\",'Data Input'!H113)","v":""},null,null,null,null,null,{"$f":"'Data Input'!M113","v":false}]
[null,null,null,null,null,null,null,null,null,null,null,null,null,null,null,{"$f":"'Data Input'!M114","v":false}]
[null,null,null,null,null,{"$f":"'Data Input'!D115","v":"Enter the amount of electricity generated/saved from this action during the First Year of Operation: *"},null,null,null,{"$f":"IF('Data Input'!H115=\"\",\"\",'Data Input'!H115)","v":""},null,{"$f":"IF('Data Input'!J115=\"\",\"\",'Data Input'!J115)","v":"MWh"},null,null,null,{"$f":"'Data Input'!M115","v":false}]
[null,null,null,null,null,null,null,null,null,null,null,null,null,null,null,{"$f":"'Data Input'!M116","v":false}]
[null,null,null,null,null,{"$f":"'Data Input'!D117","v":"Enter the projected annual growth rate for the amount of electricity generated/saved from this action: *"},null,null,null,{"$f":"IF('Data Input'!H117=\"\",\"\",'Data Input'!H117)","v":""},null,null,null,null,null,{"$f":"'Data Input'!M117","v":false}]
[null,null,null,null,null,null,null,null,null,null,null,null,null,null,null,{"$f":"'Data Input'!M118","v":false}]
[null,null,null,null,null,{"$f":"'Data Input'!D119","v":"Enter the amount of electricity generated/saved each year: *"},null,null,null,null,null,null,null,null,null,{"$f":"'Data Input'!M119","v":false}]
[null,null,null,null,null,{"$f":"'Data Input'!D120","v":2010},null,null,null,{"$f":"IF('Data Input'!H120=\"\",\"\",'Data Input'!H120)","v":""},null,{"$f":"IF('Data Input'!J119=\"\",\"\",'Data Input'!J119)","v":"MWh"},null,null,null,{"$f":"'Data Input'!M120","v":false}]
[null,null,null,null,null,{"$f":"'Data Input'!D121","v":2011},null,null,null,{"$f":"IF('Data Input'!H121=\"\",\"\",'Data Input'!H121)","v":""},null,{"$f":"IF('Data Input'!J121=\"\",\"\",'Data Input'!J121)","v":"MWh"},null,null,null,{"$f":"'Data Input'!M121","v":false}]
[null,null,null,null,null,{"$f":"'Data Input'!D122","v":2012},null,null,null,{"$f":"IF('Data Input'!H122=\"\",\"\",'Data Input'!H122)","v":""},null,{"$f":"IF('Data Input'!J122=\"\",\"\",'Data Input'!J122)","v":"MWh"},null,null,null,{"$f":"'Data Input'!M122","v":false}]
[null,null,null,null,null,{"$f":"'Data Input'!D123","v":2013},null,null,null,{"$f":"IF('Data Input'!H123=\"\",\"\",'Data Input'!H123)","v":""},null,{"$f":"IF('Data Input'!J123=\"\",\"\",'Data Input'!J123)","v":"MWh"},null,null,null,{"$f":"'Data Input'!M123","v":false}]
[null,null,null,null,null,{"$f":"'Data Input'!D124","v":2014},null,null,null,{"$f":"IF('Data Input'!H124=\"\",\"\",'Data Input'!H124)","v":""},null,{"$f":"IF('Data Input'!J124=\"\",\"\",'Data Input'!J124)","v":"MWh"},null,null,null,{"$f":"'Data Input'!M124","v":false}]
[null,null,null,null,null,{"$f":"'Data Input'!D125","v":2015},null,null,null,{"$f":"IF('Data Input'!H125=\"\",\"\",'Data Input'!H125)","v":""},null,{"$f":"IF('Data Input'!J125=\"\",\"\",'Data Input'!J125)","v":"MWh"},null,null,null,{"$f":"'Data Input'!M125","v":false}]
[null,null,null,null,null,{"$f":"'Data Input'!D126","v":2016},null,null,null,{"$f":"IF('Data Input'!H126=\"\",\"\",'Data Input'!H126)","v":""},null,{"$f":"IF('Data Input'!J126=\"\",\"\",'Data Input'!J126)","v":"MWh"},null,null,null,{"$f":"'Data Input'!M126","v":false}]
[null,null,null,null,null,{"$f":"'Data Input'!D127","v":2017},null,null,null,{"$f":"IF('Data Input'!H127=\"\",\"\",'Data Input'!H127)","v":""},null,{"$f":"IF('Data Input'!J127=\"\",\"\",'Data Input'!J127)","v":"MWh"},null,null,null,{"$f":"'Data Input'!M127","v":false}]
[null,null,null,null,null,{"$f":"'Data Input'!D128","v":2018},null,null,null,{"$f":"IF('Data Input'!H128=\"\",\"\",'Data Input'!H128)","v":""},null,{"$f":"IF('Data Input'!J128=\"\",\"\",'Data Input'!J128)","v":"MWh"},null,null,null,{"$f":"'Data Input'!M128","v":false}]
[null,null,null,null,null,{"$f":"'Data Input'!D129","v":2019},null,null,null,{"$f":"IF('Data Input'!H129=\"\",\"\",'Data Input'!H129)","v":""},null,{"$f":"IF('Data Input'!J129=\"\",\"\",'Data Input'!J129)","v":"MWh"},null,null,null,{"$f":"'Data Input'!M129","v":false}]
[null,null,null,null,null,{"$f":"'Data Input'!D130","v":2020},null,null,null,{"$f":"IF('Data Input'!H130=\"\",\"\",'Data Input'!H130)","v":""},null,{"$f":"IF('Data Input'!J130=\"\",\"\",'Data Input'!J130)","v":"MWh"},null,null,null,{"$f":"'Data Input'!M130","v":false}]
[null,null,null,null,null,{"$f":"'Data Input'!D131","v":2021},null,null,null,{"$f":"IF('Data Input'!H131=\"\",\"\",'Data Input'!H131)","v":""},null,{"$f":"IF('Data Input'!J131=\"\",\"\",'Data Input'!J131)","v":"MWh"},null,null,null,{"$f":"'Data Input'!M131","v":false}]
[null,null,null,null,null,{"$f":"'Data Input'!D132","v":2022},null,null,null,{"$f":"IF('Data Input'!H132=\"\",\"\",'Data Input'!H132)","v":""},null,{"$f":"IF('Data Input'!J132=\"\",\"\",'Data Input'!J132)","v":"MWh"},null,null,null,{"$f":"'Data Input'!M132","v":false}]
[null,null,null,null,null,{"$f":"'Data Input'!D133","v":2023},null,null,null,{"$f":"IF('Data Input'!H133=\"\",\"\",'Data Input'!H133)","v":""},null,{"$f":"IF('Data Input'!J133=\"\",\"\",'Data Input'!J133)","v":"MWh"},null,null,null,{"$f":"'Data Input'!M133","v":false}]
[null,null,null,null,null,{"$f":"'Data Input'!D134","v":2024},null,null,null,{"$f":"IF('Data Input'!H134=\"\",\"\",'Data Input'!H134)","v":""},null,{"$f":"IF('Data Input'!J134=\"\",\"\",'Data Input'!J134)","v":"MWh"},null,null,null,{"$f":"'Data Input'!M134","v":false}]
[null,null,null,null,null,{"$f":"'Data Input'!D135","v":2025},null,null,null,{"$f":"IF('Data Input'!H135=\"\",\"\",'Data Input'!H135)","v":""},null,{"$f":"IF('Data Input'!J135=\"\",\"\",'Data Input'!J135)","v":"MWh"},null,null,null,{"$f":"'Data Input'!M135","v":false}]
[null,null,null,null,null,{"$f":"'Data Input'!D136","v":2026},null,null,null,{"$f":"IF('Data Input'!H136=\"\",\"\",'Data Input'!H136)","v":""},null,{"$f":"IF('Data Input'!J136=\"\",\"\",'Data Input'!J136)","v":"MWh"},null,null,null,{"$f":"'Data Input'!M136","v":false}]
[null,null,null,null,null,{"$f":"'Data Input'!D137","v":2027},null,null,null,{"$f":"IF('Data Input'!H137=\"\",\"\",'Data Input'!H137)","v":""},null,{"$f":"IF('Data Input'!J137=\"\",\"\",'Data Input'!J137)","v":"MWh"},null,null,null,{"$f":"'Data Input'!M137","v":false}]
[null,null,null,null,null,{"$f":"'Data Input'!D138","v":2028},null,null,null,{"$f":"IF('Data Input'!H138=\"\",\"\",'Data Input'!H138)","v":""},null,{"$f":"IF('Data Input'!J138=\"\",\"\",'Data Input'!J138)","v":"MWh"},null,null,null,{"$f":"'Data Input'!M138","v":false}]
[null,null,null,null,null,{"$f":"'Data Input'!D139","v":2029},null,null,null,{"$f":"IF('Data Input'!H139=\"\",\"\",'Data Input'!H139)","v":""},null,{"$f":"IF('Data Input'!J139=\"\",\"\",'Data Input'!J139)","v":"MWh"},null,null,null,{"$f":"'Data Input'!M139","v":false}]
[null,null,null,null,null,{"$f":"'Data Input'!D140","v":2030},null,null,null,{"$f":"IF('Data Input'!H140=\"\",\"\",'Data Input'!H140)","v":""},null,{"$f":"IF('Data Input'!J140=\"\",\"\",'Data Input'!J140)","v":"MWh"},null,null,null,{"$f":"'Data Input'!M140","v":false}]
[null,null,null,null,null,{"$f":"'Data Input'!D141","v":2031},null,null,null,{"$f":"IF('Data Input'!H141=\"\",\"\",'Data Input'!H141)","v":""},null,{"$f":"IF('Data Input'!J141=\"\",\"\",'Data Input'!J141)","v":"MWh"},null,null,null,{"$f":"'Data Input'!M141","v":false}]
[null,null,null,null,null,{"$f":"'Data Input'!D142","v":2032},null,null,null,{"$f":"IF('Data Input'!H142=\"\",\"\",'Data Input'!H142)","v":""},null,{"$f":"IF('Data Input'!J142=\"\",\"\",'Data Input'!J142)","v":"MWh"},null,null,null,{"$f":"'Data Input'!M142","v":false}]
[null,null,null,null,null,{"$f":"'Data Input'!D143","v":2033},null,null,null,{"$f":"IF('Data Input'!H143=\"\",\"\",'Data Input'!H143)","v":""},null,{"$f":"IF('Data Input'!J143=\"\",\"\",'Data Input'!J143)","v":"MWh"},null,null,null,{"$f":"'Data Input'!M143","v":false}]
[null,null,null,null,null,{"$f":"'Data Input'!D144","v":2034},null,null,null,{"$f":"IF('Data Input'!H144=\"\",\"\",'Data Input'!H144)","v":""},null,{"$f":"IF('Data Input'!J144=\"\",\"\",'Data Input'!J144)","v":"MWh"},null,null,null,{"$f":"'Data Input'!M144","v":false}]
[null,null,null,null,null,{"$f":"'Data Input'!D145","v":2035},null,null,null,{"$f":"IF('Data Input'!H145=\"\",\"\",'Data Input'!H145)","v":""},null,{"$f":"IF('Data Input'!J145=\"\",\"\",'Data Input'!J145)","v":"MWh"},null,null,null,{"$f":"'Data Input'!M145","v":false}]
[null,null,null,null,null,{"$f":"'Data Input'!D146","v":2036},null,null,null,{"$f":"IF('Data Input'!H146=\"\",\"\",'Data Input'!H146)","v":""},null,{"$f":"IF('Data Input'!J146=\"\",\"\",'Data Input'!J146)","v":"MWh"},null,null,null,{"$f":"'Data Input'!M146","v":false}]
[null,null,null,null,null,{"$f":"'Data Input'!D147","v":2037},null,null,null,{"$f":"IF('Data Input'!H147=\"\",\"\",'Data Input'!H147)","v":""},null,{"$f":"IF('Data Input'!J147=\"\",\"\",'Data Input'!J147)","v":"MWh"},null,null,null,{"$f":"'Data Input'!M147","v":false}]
[null,null,null,null,null,{"$f":"'Data Input'!D148","v":2038},null,null,null,{"$f":"IF('Data Input'!H148=\"\",\"\",'Data Input'!H148)","v":""},null,{"$f":"IF('Data Input'!J148=\"\",\"\",'Data Input'!J148)","v":"MWh"},null,null,null,{"$f":"'Data Input'!M148","v":false}]
[null,null,null,null,null,{"$f":"'Data Input'!D149","v":2039},null,null,null,{"$f":"IF('Data Input'!H149=\"\",\"\",'Data Input'!H149)","v":""},null,{"$f":"IF('Data Input'!J149=\"\",\"\",'Data Input'!J149)","v":"MWh"},null,null,null,{"$f":"'Data Input'!M149","v":false}]
[null,null,null,null,null,{"$f":"'Data Input'!D150","v":2040},null,null,null,{"$f":"IF('Data Input'!H150=\"\",\"\",'Data Input'!H150)","v":""},null,{"$f":"IF('Data Input'!J150=\"\",\"\",'Data Input'!J150)","v":"MWh"},null,null,null,{"$f":"'Data Input'!M150","v":false}]
[null,null,null,null,null,{"$f":"'Data Input'!D151","v":2041},null,null,null,{"$f":"IF('Data Input'!H151=\"\",\"\",'Data Input'!H151)","v":""},null,{"$f":"IF('Data Input'!J151=\"\",\"\",'Data Input'!J151)","v":"MWh"},null,null,null,{"$f":"'Data Input'!M151","v":false}]
[null,null,null,null,null,{"$f":"'Data Input'!D152","v":2042},null,null,null,{"$f":"IF('Data Input'!H152=\"\",\"\",'Data Input'!H152)","v":""},null,{"$f":"IF('Data Input'!J152=\"\",\"\",'Data Input'!J152)","v":"MWh"},null,null,null,{"$f":"'Data Input'!M152","v":false}]
[null,null,null,null,null,{"$f":"'Data Input'!D153","v":2043},null,null,null,{"$f":"IF('Data Input'!H153=\"\",\"\",'Data Input'!H153)","v":""},null,{"$f":"IF('Data Input'!J153=\"\",\"\",'Data Input'!J153)","v":"MWh"},null,null,null,{"$f":"'Data Input'!M153","v":false}]
[null,null,null,null,null,{"$f":"'Data Input'!D154","v":2044},null,null,null,{"$f":"IF('Data Input'!H154=\"\",\"\",'Data Input'!H154)","v":""},null,{"$f":"IF('Data Input'!J154=\"\",\"\",'Data Input'!J154)","v":"MWh"},null,null,null,{"$f":"'Data Input'!M154","v":false}]
[null,null,null,null,null,{"$f":"'Data Input'!D155","v":2045},null,null,null,{"$f":"IF('Data Input'!H155=\"\",\"\",'Data Input'!H155)","v":""},null,{"$f":"IF('Data Input'!J155=\"\",\"\",'Data Input'!J155)","v":"MWh"},null,null,null,{"$f":"'Data Input'!M155","v":false}]
[null,null,null,null,null,{"$f":"'Data Input'!D156","v":2046},null,null,null,{"$f":"IF('Data Input'!H156=\"\",\"\",'Data Input'!H156)","v":""},null,{"$f":"IF('Data Input'!J156=\"\",\"\",'Data Input'!J156)","v":"MWh"},null,null,null,{"$f":"'Data Input'!M156","v":false}]
[null,null,null,null,null,{"$f":"'Data Input'!D157","v":2047},null,null,null,{"$f":"IF('Data Input'!H157=\"\",\"\",'Data Input'!H157)","v":""},null,{"$f":"IF('Data Input'!J157=\"\",\"\",'Data Input'!J157)","v":"MWh"},null,null,null,{"$f":"'Data Input'!M157","v":false}]
[null,null,null,null,null,{"$f":"'Data Input'!D158","v":2048},null,null,null,{"$f":"IF('Data Input'!H158=\"\",\"\",'Data Input'!H158)","v":""},null,{"$f":"IF('Data Input'!J158=\"\",\"\",'Data Input'!J158)","v":"MWh"},null,null,null,{"$f":"'Data Input'!M158","v":false}]
[null,null,null,null,null,{"$f":"'Data Input'!D159","v":2049},null,null,null,{"$f":"IF('Data Input'!H159=\"\",\"\",'Data Input'!H159)","v":""},null,{"$f":"IF('Data Input'!J159=\"\",\"\",'Data Input'!J159)","v":"MWh"},null,null,null,{"$f":"'Data Input'!M159","v":false}]
[null,null,null,null,null,{"$f":"'Data Input'!D160","v":2050},null,null,null,{"$f":"IF('Data Input'!H160=\"\",\"\",'Data Input'!H160)","v":""},null,{"$f":"IF('Data Input'!J160=\"\",\"\",'Data Input'!J160)","v":"MWh"},null,null,null,{"$f":"'Data Input'!M160","v":false}]
[null,null,null,null,null,{"$f":"'Data Input'!D161","v":2051},null,null,null,{"$f":"IF('Data Input'!H161=\"\",\"\",'Data Input'!H161)","v":""},null,{"$f":"IF('Data Input'!J161=\"\",\"\",'Data Input'!J161)","v":"MWh"},null,null,null,{"$f":"'Data Input'!M161","v":false}]
[null,null,null,null,null,{"$f":"'Data Input'!D162","v":2052},null,null,null,{"$f":"IF('Data Input'!H162=\"\",\"\",'Data Input'!H162)","v":""},null,{"$f":"IF('Data Input'!J162=\"\",\"\",'Data Input'!J162)","v":"MWh"},null,null,null,{"$f":"'Data Input'!M162","v":false}]
[null,null,null,null,null,{"$f":"'Data Input'!D163","v":2053},null,null,null,{"$f":"IF('Data Input'!H163=\"\",\"\",'Data Input'!H163)","v":""},null,{"$f":"IF('Data Input'!J163=\"\",\"\",'Data Input'!J163)","v":"MWh"},null,null,null,{"$f":"'Data Input'!M163","v":false}]
[null,null,null,null,null,{"$f":"'Data Input'!D164","v":2054},null,null,null,{"$f":"IF('Data Input'!H164=\"\",\"\",'Data Input'!H164)","v":""},null,{"$f":"IF('Data Input'!J164=\"\",\"\",'Data Input'!J164)","v":"MWh"},null,null,null,{"$f":"'Data Input'!M164","v":false}]
[null,null,null,null,null,{"$f":"'Data Input'!D165","v":2055},null,null,null,{"$f":"IF('Data Input'!H165=\"\",\"\",'Data Input'!H165)","v":""},null,{"$f":"IF('Data Input'!J165=\"\",\"\",'Data Input'!J165)","v":"MWh"},null,null,null,{"$f":"'Data Input'!M165","v":false}]
[null,null,null,null,null,{"$f":"'Data Input'!D166","v":2056},null,null,null,{"$f":"IF('Data Input'!H166=\"\",\"\",'Data Input'!H166)","v":""},null,{"$f":"IF('Data Input'!J166=\"\",\"\",'Data Input'!J166)","v":"MWh"},null,null,null,{"$f":"'Data Input'!M166","v":false}]
[null,null,null,null,null,{"$f":"'Data Input'!D167","v":2057},null,null,null,{"$f":"IF('Data Input'!H167=\"\",\"\",'Data Input'!H167)","v":""},null,{"$f":"IF('Data Input'!J167=\"\",\"\",'Data Input'!J167)","v":"MWh"},null,null,null,{"$f":"'Data Input'!M167","v":false}]
[null,null,null,null,null,{"$f":"'Data Input'!D168","v":2058},null,null,null,{"$f":"IF('Data Input'!H168=\"\",\"\",'Data Input'!H168)","v":""},null,{"$f":"IF('Data Input'!J168=\"\",\"\",'Data Input'!J168)","v":"MWh"},null,null,null,{"$f":"'Data Input'!M168","v":false}]
[null,null,null,null,null,{"$f":"'Data Input'!D169","v":2059},null,null,null,{"$f":"IF('Data Input'!H169=\"\",\"\",'Data Input'!H169)","v":""},null,{"$f":"IF('Data Input'!J169=\"\",\"\",'Data Input'!J169)","v":"MWh"},null,null,null,{"$f":"'Data Input'!M169","v":false}]
[null,null,null,null,null,{"$f":"'Data Input'!D170","v":2060},null,null,null,{"$f":"IF('Data Input'!H170=\"\",\"\",'Data Input'!H170)","v":""},null,{"$f":"IF('Data Input'!J170=\"\",\"\",'Data Input'!J170)","v":"MWh"},null,null,null,{"$f":"'Data Input'!M170","v":false}]
[null,null,null,null,null,{"$f":"'Data Input'!D171","v":2061},null,null,null,{"$f":"IF('Data Input'!H171=\"\",\"\",'Data Input'!H171)","v":""},null,{"$f":"IF('Data Input'!J171=\"\",\"\",'Data Input'!J171)","v":"MWh"},null,null,null,{"$f":"'Data Input'!M171","v":false}]
[null,null,null,null,null,{"$f":"'Data Input'!D172","v":2062},null,null,null,{"$f":"IF('Data Input'!H172=\"\",\"\",'Data Input'!H172)","v":""},null,{"$f":"IF('Data Input'!J172=\"\",\"\",'Data Input'!J172)","v":"MWh"},null,null,null,{"$f":"'Data Input'!M172","v":false}]
[null,null,null,null,null,{"$f":"'Data Input'!D173","v":2063},null,null,null,{"$f":"IF('Data Input'!H173=\"\",\"\",'Data Input'!H173)","v":""},null,{"$f":"IF('Data Input'!J173=\"\",\"\",'Data Input'!J173)","v":"MWh"},null,null,null,{"$f":"'Data Input'!M173","v":false}]
[null,null,null,null,null,{"$f":"'Data Input'!D174","v":2064},null,null,null,{"$f":"IF('Data Input'!H174=\"\",\"\",'Data Input'!H174)","v":""},null,{"$f":"IF('Data Input'!J174=\"\",\"\",'Data Input'!J174)","v":"MWh"},null,null,null,{"$f":"'Data Input'!M174","v":false}]
[null,null,null,null,null,{"$f":"'Data Input'!D175","v":2065},null,null,null,{"$f":"IF('Data Input'!H175=\"\",\"\",'Data Input'!H175)","v":""},null,{"$f":"IF('Data Input'!J175=\"\",\"\",'Data Input'!J175)","v":"MWh"},null,null,null,{"$f":"'Data Input'!M175","v":false}]
[null,null,null,null,null,{"$f":"'Data Input'!D176","v":2066},null,null,null,{"$f":"IF('Data Input'!H176=\"\",\"\",'Data Input'!H176)","v":""},null,{"$f":"IF('Data Input'!J176=\"\",\"\",'Data Input'!J176)","v":"MWh"},null,null,null,{"$f":"'Data Input'!M176","v":false}]
[null,null,null,null,null,{"$f":"'Data Input'!D177","v":2067},null,null,null,{"$f":"IF('Data Input'!H177=\"\",\"\",'Data Input'!H177)","v":""},null,{"$f":"IF('Data Input'!J177=\"\",\"\",'Data Input'!J177)","v":"MWh"},null,null,null,{"$f":"'Data Input'!M177","v":false}]
[null,null,null,null,null,{"$f":"'Data Input'!D178","v":2068},null,null,null,{"$f":"IF('Data Input'!H178=\"\",\"\",'Data Input'!H178)","v":""},null,{"$f":"IF('Data Input'!J178=\"\",\"\",'Data Input'!J178)","v":"MWh"},null,null,null,{"$f":"'Data Input'!M178","v":false}]
[null,null,null,null,null,{"$f":"'Data Input'!D179","v":2069},null,null,null,{"$f":"IF('Data Input'!H179=\"\",\"\",'Data Input'!H179)","v":""},null,{"$f":"IF('Data Input'!J179=\"\",\"\",'Data Input'!J179)","v":"MWh"},null,null,null,{"$f":"'Data Input'!M179","v":false}]
[null,null,null,null,null,{"$f":"'Data Input'!D180","v":2070},null,null,null,{"$f":"IF('Data Input'!H180=\"\",\"\",'Data Input'!H180)","v":""},null,{"$f":"IF('Data Input'!J180=\"\",\"\",'Data Input'!J180)","v":"MWh"},null,null,null,{"$f":"'Data Input'!M180","v":false}]
[null,null,null,null,null,null,null,null,null,null,null,null,null,null,null,{"$f":"'Data Input'!M181","v":false}]
[null,null,null,null,null,{"$f":"'Data Input'!D182","v":"How will the renewable electricity system be connected to the grid? *"},null,null,null,{"$f":"IF('Data Input'!H182=\"\",\"\",'Data Input'!H182)","v":""},null,null,null,null,null,{"$f":"'Data Input'!M182","v":false}]
[null,null,null,null,null,null,null,null,null,null,null,null,null,null,null,{"$f":"'Data Input'!M183","v":false}]
[null,null,null,null,null,{"$f":"'Data Input'!D184","v":0},null,null,null,{"$f":"IF('Data Input'!H184=\"\",\"\",'Data Input'!H184)","v":""},null,null,null,null,null,{"$f":"'Data Input'!M184","v":false}]
[null,null,null,null,null,null,null,null,null,null,null,null,null,null,null,{"$f":"'Data Input'!M185","v":false}]
[null,null,null,null,null,{"$f":"'Data Input'!D186","v":"Type of fuel consumed under the action:  *"},null,null,null,{"$f":"IF('Data Input'!H186=\"\",\"\",'Data Input'!H186)","v":""},null,null,null,null,null,{"$f":"'Data Input'!M186","v":false}]
[null,null,null,null,null,null,null,null,null,null,null,null,null,null,null,{"$f":"'Data Input'!M187","v":false}]
[null,null,null,null,null,{"$f":"'Data Input'!D188","v":"Does the impact of your action remain constant each year, or do you expect the impact to change over time (e.g., grow)? *"},null,null,null,{"$f":"IF('Data Input'!H188=\"\",\"\",'Data Input'!H188)","v":""},null,null,null,null,null,{"$f":"'Data Input'!M188","v":false}]
[null,null,null,null,null,null,null,null,null,null,null,null,null,null,null,{"$f":"'Data Input'!M189","v":false}]
[null,null,null,null,null,{"$f":"'Data Input'!D190","v":"Do you want to enter the amount of fuel consumed each year, or forecast the amount using an annual rate of change from the First Year of Operation? *"},null,null,null,{"$f":"IF('Data Input'!H190=\"\",\"\",'Data Input'!H190)","v":""},null,null,null,null,null,{"$f":"'Data Input'!M190","v":false}]
[null,null,null,null,null,null,null,null,null,null,null,null,null,null,null,{"$f":"'Data Input'!M191","v":false}]
[null,null,null,null,null,{"$f":"'Data Input'!D192","v":"Enter the amount of fuel consumed after the action in the First Year of Operation: *"},null,null,null,{"$f":"IF('Data Input'!H192=\"\",\"\",'Data Input'!H192)","v":""},null,{"$f":"IF('Data Input'!J192=\"\",\"\",'Data Input'!J192)","v":"Gigajoules (GJ)"},null,null,null,{"$f":"'Data Input'!M192","v":false}]
[null,null,null,null,null,null,null,null,null,null,null,null,null,null,null,{"$f":"'Data Input'!M193","v":false}]
[null,null,null,null,null,{"$f":"'Data Input'!D194","v":"Enter the amount of fuel consumed by the action each year: *"},null,null,null,null,null,null,null,null,null,{"$f":"'Data Input'!M194","v":false}]
[null,null,null,null,null,{"$f":"'Data Input'!D195","v":2010},null,null,null,{"$f":"IF('Data Input'!H195=\"\",\"\",'Data Input'!H195)","v":""},null,{"$f":"IF('Data Input'!J194=\"\",\"\",'Data Input'!J194)","v":"Gigajoules (GJ)"},null,null,null,{"$f":"'Data Input'!M195","v":false}]
[null,null,null,null,null,{"$f":"'Data Input'!D196","v":2011},null,null,null,{"$f":"IF('Data Input'!H196=\"\",\"\",'Data Input'!H196)","v":""},null,{"$f":"IF('Data Input'!J196=\"\",\"\",'Data Input'!J196)","v":"Gigajoules (GJ)"},null,null,null,{"$f":"'Data Input'!M196","v":false}]
[null,null,null,null,null,{"$f":"'Data Input'!D197","v":2012},null,null,null,{"$f":"IF('Data Input'!H197=\"\",\"\",'Data Input'!H197)","v":""},null,{"$f":"IF('Data Input'!J197=\"\",\"\",'Data Input'!J197)","v":"Gigajoules (GJ)"},null,null,null,{"$f":"'Data Input'!M197","v":false}]
[null,null,null,null,null,{"$f":"'Data Input'!D198","v":2013},null,null,null,{"$f":"IF('Data Input'!H198=\"\",\"\",'Data Input'!H198)","v":""},null,{"$f":"IF('Data Input'!J198=\"\",\"\",'Data Input'!J198)","v":"Gigajoules (GJ)"},null,null,null,{"$f":"'Data Input'!M198","v":false}]
[null,null,null,null,null,{"$f":"'Data Input'!D199","v":2014},null,null,null,{"$f":"IF('Data Input'!H199=\"\",\"\",'Data Input'!H199)","v":""},null,{"$f":"IF('Data Input'!J199=\"\",\"\",'Data Input'!J199)","v":"Gigajoules (GJ)"},null,null,null,{"$f":"'Data Input'!M199","v":false}]
[null,null,null,null,null,{"$f":"'Data Input'!D200","v":2015},null,null,null,{"$f":"IF('Data Input'!H200=\"\",\"\",'Data Input'!H200)","v":""},null,{"$f":"IF('Data Input'!J200=\"\",\"\",'Data Input'!J200)","v":"Gigajoules (GJ)"},null,null,null,{"$f":"'Data Input'!M200","v":false}]
[null,null,null,null,null,{"$f":"'Data Input'!D201","v":2016},null,null,null,{"$f":"IF('Data Input'!H201=\"\",\"\",'Data Input'!H201)","v":""},null,{"$f":"IF('Data Input'!J201=\"\",\"\",'Data Input'!J201)","v":"Gigajoules (GJ)"},null,null,null,{"$f":"'Data Input'!M201","v":false}]
[null,null,null,null,null,{"$f":"'Data Input'!D202","v":2017},null,null,null,{"$f":"IF('Data Input'!H202=\"\",\"\",'Data Input'!H202)","v":""},null,{"$f":"IF('Data Input'!J202=\"\",\"\",'Data Input'!J202)","v":"Gigajoules (GJ)"},null,null,null,{"$f":"'Data Input'!M202","v":false}]
[null,null,null,null,null,{"$f":"'Data Input'!D203","v":2018},null,null,null,{"$f":"IF('Data Input'!H203=\"\",\"\",'Data Input'!H203)","v":""},null,{"$f":"IF('Data Input'!J203=\"\",\"\",'Data Input'!J203)","v":"Gigajoules (GJ)"},null,null,null,{"$f":"'Data Input'!M203","v":false}]
[null,null,null,null,null,{"$f":"'Data Input'!D204","v":2019},null,null,null,{"$f":"IF('Data Input'!H204=\"\",\"\",'Data Input'!H204)","v":""},null,{"$f":"IF('Data Input'!J204=\"\",\"\",'Data Input'!J204)","v":"Gigajoules (GJ)"},null,null,null,{"$f":"'Data Input'!M204","v":false}]
[null,null,null,null,null,{"$f":"'Data Input'!D205","v":2020},null,null,null,{"$f":"IF('Data Input'!H205=\"\",\"\",'Data Input'!H205)","v":""},null,{"$f":"IF('Data Input'!J205=\"\",\"\",'Data Input'!J205)","v":"Gigajoules (GJ)"},null,null,null,{"$f":"'Data Input'!M205","v":false}]
[null,null,null,null,null,{"$f":"'Data Input'!D206","v":2021},null,null,null,{"$f":"IF('Data Input'!H206=\"\",\"\",'Data Input'!H206)","v":""},null,{"$f":"IF('Data Input'!J206=\"\",\"\",'Data Input'!J206)","v":"Gigajoules (GJ)"},null,null,null,{"$f":"'Data Input'!M206","v":false}]
[null,null,null,null,null,{"$f":"'Data Input'!D207","v":2022},null,null,null,{"$f":"IF('Data Input'!H207=\"\",\"\",'Data Input'!H207)","v":""},null,{"$f":"IF('Data Input'!J207=\"\",\"\",'Data Input'!J207)","v":"Gigajoules (GJ)"},null,null,null,{"$f":"'Data Input'!M207","v":false}]
[null,null,null,null,null,{"$f":"'Data Input'!D208","v":2023},null,null,null,{"$f":"IF('Data Input'!H208=\"\",\"\",'Data Input'!H208)","v":""},null,{"$f":"IF('Data Input'!J208=\"\",\"\",'Data Input'!J208)","v":"Gigajoules (GJ)"},null,null,null,{"$f":"'Data Input'!M208","v":false}]
[null,null,null,null,null,{"$f":"'Data Input'!D209","v":2024},null,null,null,{"$f":"IF('Data Input'!H209=\"\",\"\",'Data Input'!H209)","v":""},null,{"$f":"IF('Data Input'!J209=\"\",\"\",'Data Input'!J209)","v":"Gigajoules (GJ)"},null,null,null,{"$f":"'Data Input'!M209","v":false}]
[null,null,null,null,null,{"$f":"'Data Input'!D210","v":2025},null,null,null,{"$f":"IF('Data Input'!H210=\"\",\"\",'Data Input'!H210)","v":""},null,{"$f":"IF('Data Input'!J210=\"\",\"\",'Data Input'!J210)","v":"Gigajoules (GJ)"},null,null,null,{"$f":"'Data Input'!M210","v":false}]
[null,null,null,null,null,{"$f":"'Data Input'!D211","v":2026},null,null,null,{"$f":"IF('Data Input'!H211=\"\",\"\",'Data Input'!H211)","v":""},null,{"$f":"IF('Data Input'!J211=\"\",\"\",'Data Input'!J211)","v":"Gigajoules (GJ)"},null,null,null,{"$f":"'Data Input'!M211","v":false}]
[null,null,null,null,null,{"$f":"'Data Input'!D212","v":2027},null,null,null,{"$f":"IF('Data Input'!H212=\"\",\"\",'Data Input'!H212)","v":""},null,{"$f":"IF('Data Input'!J212=\"\",\"\",'Data Input'!J212)","v":"Gigajoules (GJ)"},null,null,null,{"$f":"'Data Input'!M212","v":false}]
[null,null,null,null,null,{"$f":"'Data Input'!D213","v":2028},null,null,null,{"$f":"IF('Data Input'!H213=\"\",\"\",'Data Input'!H213)","v":""},null,{"$f":"IF('Data Input'!J213=\"\",\"\",'Data Input'!J213)","v":"Gigajoules (GJ)"},null,null,null,{"$f":"'Data Input'!M213","v":false}]
[null,null,null,null,null,{"$f":"'Data Input'!D214","v":2029},null,null,null,{"$f":"IF('Data Input'!H214=\"\",\"\",'Data Input'!H214)","v":""},null,{"$f":"IF('Data Input'!J214=\"\",\"\",'Data Input'!J214)","v":"Gigajoules (GJ)"},null,null,null,{"$f":"'Data Input'!M214","v":false}]
[null,null,null,null,null,{"$f":"'Data Input'!D215","v":2030},null,null,null,{"$f":"IF('Data Input'!H215=\"\",\"\",'Data Input'!H215)","v":""},null,{"$f":"IF('Data Input'!J215=\"\",\"\",'Data Input'!J215)","v":"Gigajoules (GJ)"},null,null,null,{"$f":"'Data Input'!M215","v":false}]
[null,null,null,null,null,{"$f":"'Data Input'!D216","v":2031},null,null,null,{"$f":"IF('Data Input'!H216=\"\",\"\",'Data Input'!H216)","v":""},null,{"$f":"IF('Data Input'!J216=\"\",\"\",'Data Input'!J216)","v":"Gigajoules (GJ)"},null,null,null,{"$f":"'Data Input'!M216","v":false}]
[null,null,null,null,null,{"$f":"'Data Input'!D217","v":2032},null,null,null,{"$f":"IF('Data Input'!H217=\"\",\"\",'Data Input'!H217)","v":""},null,{"$f":"IF('Data Input'!J217=\"\",\"\",'Data Input'!J217)","v":"Gigajoules (GJ)"},null,null,null,{"$f":"'Data Input'!M217","v":false}]
[null,null,null,null,null,{"$f":"'Data Input'!D218","v":2033},null,null,null,{"$f":"IF('Data Input'!H218=\"\",\"\",'Data Input'!H218)","v":""},null,{"$f":"IF('Data Input'!J218=\"\",\"\",'Data Input'!J218)","v":"Gigajoules (GJ)"},null,null,null,{"$f":"'Data Input'!M218","v":false}]
[null,null,null,null,null,{"$f":"'Data Input'!D219","v":2034},null,null,null,{"$f":"IF('Data Input'!H219=\"\",\"\",'Data Input'!H219)","v":""},null,{"$f":"IF('Data Input'!J219=\"\",\"\",'Data Input'!J219)","v":"Gigajoules (GJ)"},null,null,null,{"$f":"'Data Input'!M219","v":false}]
[null,null,null,null,null,{"$f":"'Data Input'!D220","v":2035},null,null,null,{"$f":"IF('Data Input'!H220=\"\",\"\",'Data Input'!H220)","v":""},null,{"$f":"IF('Data Input'!J220=\"\",\"\",'Data Input'!J220)","v":"Gigajoules (GJ)"},null,null,null,{"$f":"'Data Input'!M220","v":false}]
[null,null,null,null,null,{"$f":"'Data Input'!D221","v":2036},null,null,null,{"$f":"IF('Data Input'!H221=\"\",\"\",'Data Input'!H221)","v":""},null,{"$f":"IF('Data Input'!J221=\"\",\"\",'Data Input'!J221)","v":"Gigajoules (GJ)"},null,null,null,{"$f":"'Data Input'!M221","v":false}]
[null,null,null,null,null,{"$f":"'Data Input'!D222","v":2037},null,null,null,{"$f":"IF('Data Input'!H222=\"\",\"\",'Data Input'!H222)","v":""},null,{"$f":"IF('Data Input'!J222=\"\",\"\",'Data Input'!J222)","v":"Gigajoules (GJ)"},null,null,null,{"$f":"'Data Input'!M222","v":false}]
[null,null,null,null,null,{"$f":"'Data Input'!D223","v":2038},null,null,null,{"$f":"IF('Data Input'!H223=\"\",\"\",'Data Input'!H223)","v":""},null,{"$f":"IF('Data Input'!J223=\"\",\"\",'Data Input'!J223)","v":"Gigajoules (GJ)"},null,null,null,{"$f":"'Data Input'!M223","v":false}]
[null,null,null,null,null,{"$f":"'Data Input'!D224","v":2039},null,null,null,{"$f":"IF('Data Input'!H224=\"\",\"\",'Data Input'!H224)","v":""},null,{"$f":"IF('Data Input'!J224=\"\",\"\",'Data Input'!J224)","v":"Gigajoules (GJ)"},null,null,null,{"$f":"'Data Input'!M224","v":false}]
[null,null,null,null,null,{"$f":"'Data Input'!D225","v":2040},null,null,null,{"$f":"IF('Data Input'!H225=\"\",\"\",'Data Input'!H225)","v":""},null,{"$f":"IF('Data Input'!J225=\"\",\"\",'Data Input'!J225)","v":"Gigajoules (GJ)"},null,null,null,{"$f":"'Data Input'!M225","v":false}]
[null,null,null,null,null,{"$f":"'Data Input'!D226","v":2041},null,null,null,{"$f":"IF('Data Input'!H226=\"\",\"\",'Data Input'!H226)","v":""},null,{"$f":"IF('Data Input'!J226=\"\",\"\",'Data Input'!J226)","v":"Gigajoules (GJ)"},null,null,null,{"$f":"'Data Input'!M226","v":false}]
[null,null,null,null,null,{"$f":"'Data Input'!D227","v":2042},null,null,null,{"$f":"IF('Data Input'!H227=\"\",\"\",'Data Input'!H227)","v":""},null,{"$f":"IF('Data Input'!J227=\"\",\"\",'Data Input'!J227)","v":"Gigajoules (GJ)"},null,null,null,{"$f":"'Data Input'!M227","v":false}]
[null,null,null,null,null,{"$f":"'Data Input'!D228","v":2043},null,null,null,{"$f":"IF('Data Input'!H228=\"\",\"\",'Data Input'!H228)","v":""},null,{"$f":"IF('Data Input'!J228=\"\",\"\",'Data Input'!J228)","v":"Gigajoules (GJ)"},null,null,null,{"$f":"'Data Input'!M228","v":false}]
[null,null,null,null,null,{"$f":"'Data Input'!D229","v":2044},null,null,null,{"$f":"IF('Data Input'!H229=\"\",\"\",'Data Input'!H229)","v":""},null,{"$f":"IF('Data Input'!J229=\"\",\"\",'Data Input'!J229)","v":"Gigajoules (GJ)"},null,null,null,{"$f":"'Data Input'!M229","v":false}]
[null,null,null,null,null,{"$f":"'Data Input'!D230","v":2045},null,null,null,{"$f":"IF('Data Input'!H230=\"\",\"\",'Data Input'!H230)","v":""},null,{"$f":"IF('Data Input'!J230=\"\",\"\",'Data Input'!J230)","v":"Gigajoules (GJ)"},null,null,null,{"$f":"'Data Input'!M230","v":false}]
[null,null,null,null,null,{"$f":"'Data Input'!D231","v":2046},null,null,null,{"$f":"IF('Data Input'!H231=\"\",\"\",'Data Input'!H231)","v":""},null,{"$f":"IF('Data Input'!J231=\"\",\"\",'Data Input'!J231)","v":"Gigajoules (GJ)"},null,null,null,{"$f":"'Data Input'!M231","v":false}]
[null,null,null,null,null,{"$f":"'Data Input'!D232","v":2047},null,null,null,{"$f":"IF('Data Input'!H232=\"\",\"\",'Data Input'!H232)","v":""},null,{"$f":"IF('Data Input'!J232=\"\",\"\",'Data Input'!J232)","v":"Gigajoules (GJ)"},null,null,null,{"$f":"'Data Input'!M232","v":false}]
[null,null,null,null,null,{"$f":"'Data Input'!D233","v":2048},null,null,null,{"$f":"IF('Data Input'!H233=\"\",\"\",'Data Input'!H233)","v":""},null,{"$f":"IF('Data Input'!J233=\"\",\"\",'Data Input'!J233)","v":"Gigajoules (GJ)"},null,null,null,{"$f":"'Data Input'!M233","v":false}]
[null,null,null,null,null,{"$f":"'Data Input'!D234","v":2049},null,null,null,{"$f":"IF('Data Input'!H234=\"\",\"\",'Data Input'!H234)","v":""},null,{"$f":"IF('Data Input'!J234=\"\",\"\",'Data Input'!J234)","v":"Gigajoules (GJ)"},null,null,null,{"$f":"'Data Input'!M234","v":false}]
[null,null,null,null,null,{"$f":"'Data Input'!D235","v":2050},null,null,null,{"$f":"IF('Data Input'!H235=\"\",\"\",'Data Input'!H235)","v":""},null,{"$f":"IF('Data Input'!J235=\"\",\"\",'Data Input'!J235)","v":"Gigajoules (GJ)"},null,null,null,{"$f":"'Data Input'!M235","v":false}]
[null,null,null,null,null,{"$f":"'Data Input'!D236","v":2051},null,null,null,{"$f":"IF('Data Input'!H236=\"\",\"\",'Data Input'!H236)","v":""},null,{"$f":"IF('Data Input'!J236=\"\",\"\",'Data Input'!J236)","v":"Gigajoules (GJ)"},null,null,null,{"$f":"'Data Input'!M236","v":false}]
[null,null,null,null,null,{"$f":"'Data Input'!D237","v":2052},null,null,null,{"$f":"IF('Data Input'!H237=\"\",\"\",'Data Input'!H237)","v":""},null,{"$f":"IF('Data Input'!J237=\"\",\"\",'Data Input'!J237)","v":"Gigajoules (GJ)"},null,null,null,{"$f":"'Data Input'!M237","v":false}]
[null,null,null,null,null,{"$f":"'Data Input'!D238","v":2053},null,null,null,{"$f":"IF('Data Input'!H238=\"\",\"\",'Data Input'!H238)","v":""},null,{"$f":"IF('Data Input'!J238=\"\",\"\",'Data Input'!J238)","v":"Gigajoules (GJ)"},null,null,null,{"$f":"'Data Input'!M238","v":false}]
[null,null,null,null,null,{"$f":"'Data Input'!D239","v":2054},null,null,null,{"$f":"IF('Data Input'!H239=\"\",\"\",'Data Input'!H239)","v":""},null,{"$f":"IF('Data Input'!J239=\"\",\"\",'Data Input'!J239)","v":"Gigajoules (GJ)"},null,null,null,{"$f":"'Data Input'!M239","v":false}]
[null,null,null,null,null,{"$f":"'Data Input'!D240","v":2055},null,null,null,{"$f":"IF('Data Input'!H240=\"\",\"\",'Data Input'!H240)","v":""},null,{"$f":"IF('Data Input'!J240=\"\",\"\",'Data Input'!J240)","v":"Gigajoules (GJ)"},null,null,null,{"$f":"'Data Input'!M240","v":false}]
[null,null,null,null,null,{"$f":"'Data Input'!D241","v":2056},null,null,null,{"$f":"IF('Data Input'!H241=\"\",\"\",'Data Input'!H241)","v":""},null,{"$f":"IF('Data Input'!J241=\"\",\"\",'Data Input'!J241)","v":"Gigajoules (GJ)"},null,null,null,{"$f":"'Data Input'!M241","v":false}]
[null,null,null,null,null,{"$f":"'Data Input'!D242","v":2057},null,null,null,{"$f":"IF('Data Input'!H242=\"\",\"\",'Data Input'!H242)","v":""},null,{"$f":"IF('Data Input'!J242=\"\",\"\",'Data Input'!J242)","v":"Gigajoules (GJ)"},null,null,null,{"$f":"'Data Input'!M242","v":false}]
[null,null,null,null,null,{"$f":"'Data Input'!D243","v":2058},null,null,null,{"$f":"IF('Data Input'!H243=\"\",\"\",'Data Input'!H243)","v":""},null,{"$f":"IF('Data Input'!J243=\"\",\"\",'Data Input'!J243)","v":"Gigajoules (GJ)"},null,null,null,{"$f":"'Data Input'!M243","v":false}]
[null,null,null,null,null,{"$f":"'Data Input'!D244","v":2059},null,null,null,{"$f":"IF('Data Input'!H244=\"\",\"\",'Data Input'!H244)","v":""},null,{"$f":"IF('Data Input'!J244=\"\",\"\",'Data Input'!J244)","v":"Gigajoules (GJ)"},null,null,null,{"$f":"'Data Input'!M244","v":false}]
[null,null,null,null,null,{"$f":"'Data Input'!D245","v":2060},null,null,null,{"$f":"IF('Data Input'!H245=\"\",\"\",'Data Input'!H245)","v":""},null,{"$f":"IF('Data Input'!J245=\"\",\"\",'Data Input'!J245)","v":"Gigajoules (GJ)"},null,null,null,{"$f":"'Data Input'!M245","v":false}]
[null,null,null,null,null,{"$f":"'Data Input'!D246","v":2061},null,null,null,{"$f":"IF('Data Input'!H246=\"\",\"\",'Data Input'!H246)","v":""},null,{"$f":"IF('Data Input'!J246=\"\",\"\",'Data Input'!J246)","v":"Gigajoules (GJ)"},null,null,null,{"$f":"'Data Input'!M246","v":false}]
[null,null,null,null,null,{"$f":"'Data Input'!D247","v":2062},null,null,null,{"$f":"IF('Data Input'!H247=\"\",\"\",'Data Input'!H247)","v":""},null,{"$f":"IF('Data Input'!J247=\"\",\"\",'Data Input'!J247)","v":"Gigajoules (GJ)"},null,null,null,{"$f":"'Data Input'!M247","v":false}]
[null,null,null,null,null,{"$f":"'Data Input'!D248","v":2063},null,null,null,{"$f":"IF('Data Input'!H248=\"\",\"\",'Data Input'!H248)","v":""},null,{"$f":"IF('Data Input'!J248=\"\",\"\",'Data Input'!J248)","v":"Gigajoules (GJ)"},null,null,null,{"$f":"'Data Input'!M248","v":false}]
[null,null,null,null,null,{"$f":"'Data Input'!D249","v":2064},null,null,null,{"$f":"IF('Data Input'!H249=\"\",\"\",'Data Input'!H249)","v":""},null,{"$f":"IF('Data Input'!J249=\"\",\"\",'Data Input'!J249)","v":"Gigajoules (GJ)"},null,null,null,{"$f":"'Data Input'!M249","v":false}]
[null,null,null,null,null,{"$f":"'Data Input'!D250","v":2065},null,null,null,{"$f":"IF('Data Input'!H250=\"\",\"\",'Data Input'!H250)","v":""},null,{"$f":"IF('Data Input'!J250=\"\",\"\",'Data Input'!J250)","v":"Gigajoules (GJ)"},null,null,null,{"$f":"'Data Input'!M250","v":false}]
[null,null,null,null,null,{"$f":"'Data Input'!D251","v":2066},null,null,null,{"$f":"IF('Data Input'!H251=\"\",\"\",'Data Input'!H251)","v":""},null,{"$f":"IF('Data Input'!J251=\"\",\"\",'Data Input'!J251)","v":"Gigajoules (GJ)"},null,null,null,{"$f":"'Data Input'!M251","v":false}]
[null,null,null,null,null,{"$f":"'Data Input'!D252","v":2067},null,null,null,{"$f":"IF('Data Input'!H252=\"\",\"\",'Data Input'!H252)","v":""},null,{"$f":"IF('Data Input'!J252=\"\",\"\",'Data Input'!J252)","v":"Gigajoules (GJ)"},null,null,null,{"$f":"'Data Input'!M252","v":false}]
[null,null,null,null,null,{"$f":"'Data Input'!D253","v":2068},null,null,null,{"$f":"IF('Data Input'!H253=\"\",\"\",'Data Input'!H253)","v":""},null,{"$f":"IF('Data Input'!J253=\"\",\"\",'Data Input'!J253)","v":"Gigajoules (GJ)"},null,null,null,{"$f":"'Data Input'!M253","v":false}]
[null,null,null,null,null,{"$f":"'Data Input'!D254","v":2069},null,null,null,{"$f":"IF('Data Input'!H254=\"\",\"\",'Data Input'!H254)","v":""},null,{"$f":"IF('Data Input'!J254=\"\",\"\",'Data Input'!J254)","v":"Gigajoules (GJ)"},null,null,null,{"$f":"'Data Input'!M254","v":false}]
[null,null,null,null,null,{"$f":"'Data Input'!D255","v":2070},null,null,null,{"$f":"IF('Data Input'!H255=\"\",\"\",'Data Input'!H255)","v":""},null,{"$f":"IF('Data Input'!J255=\"\",\"\",'Data Input'!J255)","v":"Gigajoules (GJ)"},null,null,null,{"$f":"'Data Input'!M255","v":false}]
[null,null,null,null,null,null,null,null,null,null,null,null,null,null,null,{"$f":"'Data Input'!M256","v":false}]
[null,null,null,null,null,{"$f":"'Data Input'!D257","v":"Type of fuel replaced by the action: *"},null,null,null,{"$f":"IF('Data Input'!H257=\"\",\"\",'Data Input'!H257)","v":""},null,null,null,null,null,{"$f":"'Data Input'!M257","v":false}]
[null,null,null,null,null,null,null,null,null,null,null,null,null,null,null,{"$f":"'Data Input'!M258","v":false}]
[null,null,null,null,null,{"$f":"'Data Input'!D259","v":"What type of fuel is consumed under the action? *"},null,null,null,{"$f":"IF('Data Input'!H259=\"\",\"\",'Data Input'!H259)","v":""},null,null,null,null,null,{"$f":"'Data Input'!M259","v":false}]
[null,null,null,null,null,null,null,null,null,null,null,null,null,null,null,{"$f":"'Data Input'!M260","v":false}]
[null,null,null,null,null,{"$f":"'Data Input'!D261","v":"Does the impact of your action remain constant each year, or do you expect the impact to change over time (e.g., grow)? *"},null,null,null,{"$f":"IF('Data Input'!H261=\"\",\"\",'Data Input'!H261)","v":""},null,null,null,null,null,{"$f":"'Data Input'!M261","v":false}]
[null,null,null,null,null,null,null,null,null,null,null,null,null,null,null,{"$f":"'Data Input'!M262","v":false}]
[null,null,null,null,null,{"$f":"'Data Input'!D263","v":"Do you want to enter the amount of energy reduced/saved for each year, or forecast the amount using an annual rate of change from the First Year of Operation? *"},null,null,null,{"$f":"IF('Data Input'!H263=\"\",\"\",'Data Input'!H263)","v":""},null,null,null,null,null,{"$f":"'Data Input'!M263","v":false}]
[null,null,null,null,null,null,null,null,null,null,null,null,null,null,null,{"$f":"'Data Input'!M264","v":false}]
[null,null,null,null,null,{"$f":"'Data Input'!D265","v":"Enter the amount of energy consumed after the energy efficiency measures have been installed  in the First Year of Operation: *"},null,null,null,{"$f":"IF('Data Input'!H265=\"\",\"\",'Data Input'!H265)","v":""},null,{"$f":"IF('Data Input'!J265=\"\",\"\",'Data Input'!J265)","v":""},null,null,null,{"$f":"'Data Input'!M265","v":false}]
[null,null,null,null,null,null,null,null,null,null,null,null,null,null,null,{"$f":"'Data Input'!M266","v":false}]
[null,null,null,null,null,{"$f":"'Data Input'!D267","v":"Do you know the amount of energy that would have been consumed in the absence of the action or the percent energy savings due to the action? *"},null,null,null,{"$f":"IF('Data Input'!H267=\"\",\"\",'Data Input'!H267)","v":""},null,null,null,null,null,{"$f":"'Data Input'!M267","v":false}]
[null,null,null,null,null,null,null,null,null,null,null,null,null,null,null,{"$f":"'Data Input'!M268","v":false}]
[null,null,null,null,null,{"$f":"'Data Input'!D269","v":"Amount of energy that would have been consumed in the absence of the action in the First Year of Operation: *"},null,null,null,{"$f":"IF('Data Input'!H269=\"\",\"\",'Data Input'!H269)","v":""},null,{"$f":"'Data Input'!J269","v":0},null,null,null,{"$f":"'Data Input'!M269","v":false}]
[null,null,null,null,null,null,null,null,null,null,null,null,null,null,null,{"$f":"'Data Input'!M270","v":false}]
[null,null,null,null,null,{"$f":"'Data Input'!D271","v":"Enter the percent energy savings achieved in the First Year of Operation? *"},null,null,null,{"$f":"IF('Data Input'!H271=\"\",\"\",'Data Input'!H271)","v":""},null,null,null,null,null,{"$f":"'Data Input'!M271","v":false}]
[null,null,null,null,null,null,null,null,null,null,null,null,null,null,null,{"$f":"'Data Input'!M272","v":false}]
[null,null,null,null,null,{"$f":"'Data Input'!D273","v":"Enter the amount of energy reduced/saved each year: *"},null,null,null,null,null,null,null,null,null,{"$f":"'Data Input'!M273","v":false}]
[null,null,null,null,null,{"$f":"'Data Input'!D274","v":2010},null,null,null,{"$f":"IF('Data Input'!H274=\"\",0,'Data Input'!H274)","v":0},null,{"$f":"IF('Data Input'!J273=\"\",\"\",'Data Input'!J273)","v":""},null,null,null,{"$f":"'Data Input'!M274","v":false}]
[null,null,null,null,null,{"$f":"'Data Input'!D275","v":2011},null,null,null,{"$f":"IF('Data Input'!H275=\"\",0,'Data Input'!H275)","v":0},null,{"$f":"IF('Data Input'!J275=\"\",\"\",'Data Input'!J275)","v":0},null,null,null,{"$f":"'Data Input'!M275","v":false}]
[null,null,null,null,null,{"$f":"'Data Input'!D276","v":2012},null,null,null,{"$f":"IF('Data Input'!H276=\"\",0,'Data Input'!H276)","v":0},null,{"$f":"IF('Data Input'!J276=\"\",\"\",'Data Input'!J276)","v":0},null,null,null,{"$f":"'Data Input'!M276","v":false}]
[null,null,null,null,null,{"$f":"'Data Input'!D277","v":2013},null,null,null,{"$f":"IF('Data Input'!H277=\"\",0,'Data Input'!H277)","v":0},null,{"$f":"IF('Data Input'!J277=\"\",\"\",'Data Input'!J277)","v":0},null,null,null,{"$f":"'Data Input'!M277","v":false}]
[null,null,null,null,null,{"$f":"'Data Input'!D278","v":2014},null,null,null,{"$f":"IF('Data Input'!H278=\"\",0,'Data Input'!H278)","v":0},null,{"$f":"IF('Data Input'!J278=\"\",\"\",'Data Input'!J278)","v":0},null,null,null,{"$f":"'Data Input'!M278","v":false}]
[null,null,null,null,null,{"$f":"'Data Input'!D279","v":2015},null,null,null,{"$f":"IF('Data Input'!H279=\"\",0,'Data Input'!H279)","v":0},null,{"$f":"IF('Data Input'!J279=\"\",\"\",'Data Input'!J279)","v":0},null,null,null,{"$f":"'Data Input'!M279","v":false}]
[null,null,null,null,null,{"$f":"'Data Input'!D280","v":2016},null,null,null,{"$f":"IF('Data Input'!H280=\"\",0,'Data Input'!H280)","v":0},null,{"$f":"IF('Data Input'!J280=\"\",\"\",'Data Input'!J280)","v":0},null,null,null,{"$f":"'Data Input'!M280","v":false}]
[null,null,null,null,null,{"$f":"'Data Input'!D281","v":2017},null,null,null,{"$f":"IF('Data Input'!H281=\"\",0,'Data Input'!H281)","v":0},null,{"$f":"IF('Data Input'!J281=\"\",\"\",'Data Input'!J281)","v":0},null,null,null,{"$f":"'Data Input'!M281","v":false}]
[null,null,null,null,null,{"$f":"'Data Input'!D282","v":2018},null,null,null,{"$f":"IF('Data Input'!H282=\"\",0,'Data Input'!H282)","v":0},null,{"$f":"IF('Data Input'!J282=\"\",\"\",'Data Input'!J282)","v":0},null,null,null,{"$f":"'Data Input'!M282","v":false}]
[null,null,null,null,null,{"$f":"'Data Input'!D283","v":2019},null,null,null,{"$f":"IF('Data Input'!H283=\"\",0,'Data Input'!H283)","v":0},null,{"$f":"IF('Data Input'!J283=\"\",\"\",'Data Input'!J283)","v":0},null,null,null,{"$f":"'Data Input'!M283","v":false}]
[null,null,null,null,null,{"$f":"'Data Input'!D284","v":2020},null,null,null,{"$f":"IF('Data Input'!H284=\"\",0,'Data Input'!H284)","v":0},null,{"$f":"IF('Data Input'!J284=\"\",\"\",'Data Input'!J284)","v":0},null,null,null,{"$f":"'Data Input'!M284","v":false}]
[null,null,null,null,null,{"$f":"'Data Input'!D285","v":2021},null,null,null,{"$f":"IF('Data Input'!H285=\"\",0,'Data Input'!H285)","v":0},null,{"$f":"IF('Data Input'!J285=\"\",\"\",'Data Input'!J285)","v":0},null,null,null,{"$f":"'Data Input'!M285","v":false}]
[null,null,null,null,null,{"$f":"'Data Input'!D286","v":2022},null,null,null,{"$f":"IF('Data Input'!H286=\"\",0,'Data Input'!H286)","v":0},null,{"$f":"IF('Data Input'!J286=\"\",\"\",'Data Input'!J286)","v":0},null,null,null,{"$f":"'Data Input'!M286","v":false}]
[null,null,null,null,null,{"$f":"'Data Input'!D287","v":2023},null,null,null,{"$f":"IF('Data Input'!H287=\"\",0,'Data Input'!H287)","v":0},null,{"$f":"IF('Data Input'!J287=\"\",\"\",'Data Input'!J287)","v":0},null,null,null,{"$f":"'Data Input'!M287","v":false}]
[null,null,null,null,null,{"$f":"'Data Input'!D288","v":2024},null,null,null,{"$f":"IF('Data Input'!H288=\"\",0,'Data Input'!H288)","v":0},null,{"$f":"IF('Data Input'!J288=\"\",\"\",'Data Input'!J288)","v":0},null,null,null,{"$f":"'Data Input'!M288","v":false}]
[null,null,null,null,null,{"$f":"'Data Input'!D289","v":2025},null,null,null,{"$f":"IF('Data Input'!H289=\"\",0,'Data Input'!H289)","v":0},null,{"$f":"IF('Data Input'!J289=\"\",\"\",'Data Input'!J289)","v":0},null,null,null,{"$f":"'Data Input'!M289","v":false}]
[null,null,null,null,null,{"$f":"'Data Input'!D290","v":2026},null,null,null,{"$f":"IF('Data Input'!H290=\"\",0,'Data Input'!H290)","v":0},null,{"$f":"IF('Data Input'!J290=\"\",\"\",'Data Input'!J290)","v":0},null,null,null,{"$f":"'Data Input'!M290","v":false}]
[null,null,null,null,null,{"$f":"'Data Input'!D291","v":2027},null,null,null,{"$f":"IF('Data Input'!H291=\"\",0,'Data Input'!H291)","v":0},null,{"$f":"IF('Data Input'!J291=\"\",\"\",'Data Input'!J291)","v":0},null,null,null,{"$f":"'Data Input'!M291","v":false}]
[null,null,null,null,null,{"$f":"'Data Input'!D292","v":2028},null,null,null,{"$f":"IF('Data Input'!H292=\"\",0,'Data Input'!H292)","v":0},null,{"$f":"IF('Data Input'!J292=\"\",\"\",'Data Input'!J292)","v":0},null,null,null,{"$f":"'Data Input'!M292","v":false}]
[null,null,null,null,null,{"$f":"'Data Input'!D293","v":2029},null,null,null,{"$f":"IF('Data Input'!H293=\"\",0,'Data Input'!H293)","v":0},null,{"$f":"IF('Data Input'!J293=\"\",\"\",'Data Input'!J293)","v":0},null,null,null,{"$f":"'Data Input'!M293","v":false}]
[null,null,null,null,null,{"$f":"'Data Input'!D294","v":2030},null,null,null,{"$f":"IF('Data Input'!H294=\"\",0,'Data Input'!H294)","v":0},null,{"$f":"IF('Data Input'!J294=\"\",\"\",'Data Input'!J294)","v":0},null,null,null,{"$f":"'Data Input'!M294","v":false}]
[null,null,null,null,null,{"$f":"'Data Input'!D295","v":2031},null,null,null,{"$f":"IF('Data Input'!H295=\"\",0,'Data Input'!H295)","v":0},null,{"$f":"IF('Data Input'!J295=\"\",\"\",'Data Input'!J295)","v":0},null,null,null,{"$f":"'Data Input'!M295","v":false}]
[null,null,null,null,null,{"$f":"'Data Input'!D296","v":2032},null,null,null,{"$f":"IF('Data Input'!H296=\"\",0,'Data Input'!H296)","v":0},null,{"$f":"IF('Data Input'!J296=\"\",\"\",'Data Input'!J296)","v":0},null,null,null,{"$f":"'Data Input'!M296","v":false}]
[null,null,null,null,null,{"$f":"'Data Input'!D297","v":2033},null,null,null,{"$f":"IF('Data Input'!H297=\"\",0,'Data Input'!H297)","v":0},null,{"$f":"IF('Data Input'!J297=\"\",\"\",'Data Input'!J297)","v":0},null,null,null,{"$f":"'Data Input'!M297","v":false}]
[null,null,null,null,null,{"$f":"'Data Input'!D298","v":2034},null,null,null,{"$f":"IF('Data Input'!H298=\"\",0,'Data Input'!H298)","v":0},null,{"$f":"IF('Data Input'!J298=\"\",\"\",'Data Input'!J298)","v":0},null,null,null,{"$f":"'Data Input'!M298","v":false}]
[null,null,null,null,null,{"$f":"'Data Input'!D299","v":2035},null,null,null,{"$f":"IF('Data Input'!H299=\"\",0,'Data Input'!H299)","v":0},null,{"$f":"IF('Data Input'!J299=\"\",\"\",'Data Input'!J299)","v":0},null,null,null,{"$f":"'Data Input'!M299","v":false}]
[null,null,null,null,null,{"$f":"'Data Input'!D300","v":2036},null,null,null,{"$f":"IF('Data Input'!H300=\"\",0,'Data Input'!H300)","v":0},null,{"$f":"IF('Data Input'!J300=\"\",\"\",'Data Input'!J300)","v":0},null,null,null,{"$f":"'Data Input'!M300","v":false}]
[null,null,null,null,null,{"$f":"'Data Input'!D301","v":2037},null,null,null,{"$f":"IF('Data Input'!H301=\"\",0,'Data Input'!H301)","v":0},null,{"$f":"IF('Data Input'!J301=\"\",\"\",'Data Input'!J301)","v":0},null,null,null,{"$f":"'Data Input'!M301","v":false}]
[null,null,null,null,null,{"$f":"'Data Input'!D302","v":2038},null,null,null,{"$f":"IF('Data Input'!H302=\"\",0,'Data Input'!H302)","v":0},null,{"$f":"IF('Data Input'!J302=\"\",\"\",'Data Input'!J302)","v":0},null,null,null,{"$f":"'Data Input'!M302","v":false}]
[null,null,null,null,null,{"$f":"'Data Input'!D303","v":2039},null,null,null,{"$f":"IF('Data Input'!H303=\"\",0,'Data Input'!H303)","v":0},null,{"$f":"IF('Data Input'!J303=\"\",\"\",'Data Input'!J303)","v":0},null,null,null,{"$f":"'Data Input'!M303","v":false}]
[null,null,null,null,null,{"$f":"'Data Input'!D304","v":2040},null,null,null,{"$f":"IF('Data Input'!H304=\"\",0,'Data Input'!H304)","v":0},null,{"$f":"IF('Data Input'!J304=\"\",\"\",'Data Input'!J304)","v":0},null,null,null,{"$f":"'Data Input'!M304","v":false}]
[null,null,null,null,null,{"$f":"'Data Input'!D305","v":2041},null,null,null,{"$f":"IF('Data Input'!H305=\"\",0,'Data Input'!H305)","v":0},null,{"$f":"IF('Data Input'!J305=\"\",\"\",'Data Input'!J305)","v":0},null,null,null,{"$f":"'Data Input'!M305","v":false}]
[null,null,null,null,null,{"$f":"'Data Input'!D306","v":2042},null,null,null,{"$f":"IF('Data Input'!H306=\"\",0,'Data Input'!H306)","v":0},null,{"$f":"IF('Data Input'!J306=\"\",\"\",'Data Input'!J306)","v":0},null,null,null,{"$f":"'Data Input'!M306","v":false}]
[null,null,null,null,null,{"$f":"'Data Input'!D307","v":2043},null,null,null,{"$f":"IF('Data Input'!H307=\"\",0,'Data Input'!H307)","v":0},null,{"$f":"IF('Data Input'!J307=\"\",\"\",'Data Input'!J307)","v":0},null,null,null,{"$f":"'Data Input'!M307","v":false}]
[null,null,null,null,null,{"$f":"'Data Input'!D308","v":2044},null,null,null,{"$f":"IF('Data Input'!H308=\"\",0,'Data Input'!H308)","v":0},null,{"$f":"IF('Data Input'!J308=\"\",\"\",'Data Input'!J308)","v":0},null,null,null,{"$f":"'Data Input'!M308","v":false}]
[null,null,null,null,null,{"$f":"'Data Input'!D309","v":2045},null,null,null,{"$f":"IF('Data Input'!H309=\"\",0,'Data Input'!H309)","v":0},null,{"$f":"IF('Data Input'!J309=\"\",\"\",'Data Input'!J309)","v":0},null,null,null,{"$f":"'Data Input'!M309","v":false}]
[null,null,null,null,null,{"$f":"'Data Input'!D310","v":2046},null,null,null,{"$f":"IF('Data Input'!H310=\"\",0,'Data Input'!H310)","v":0},null,{"$f":"IF('Data Input'!J310=\"\",\"\",'Data Input'!J310)","v":0},null,null,null,{"$f":"'Data Input'!M310","v":false}]
[null,null,null,null,null,{"$f":"'Data Input'!D311","v":2047},null,null,null,{"$f":"IF('Data Input'!H311=\"\",0,'Data Input'!H311)","v":0},null,{"$f":"IF('Data Input'!J311=\"\",\"\",'Data Input'!J311)","v":0},null,null,null,{"$f":"'Data Input'!M311","v":false}]
[null,null,null,null,null,{"$f":"'Data Input'!D312","v":2048},null,null,null,{"$f":"IF('Data Input'!H312=\"\",0,'Data Input'!H312)","v":0},null,{"$f":"IF('Data Input'!J312=\"\",\"\",'Data Input'!J312)","v":0},null,null,null,{"$f":"'Data Input'!M312","v":false}]
[null,null,null,null,null,{"$f":"'Data Input'!D313","v":2049},null,null,null,{"$f":"IF('Data Input'!H313=\"\",0,'Data Input'!H313)","v":0},null,{"$f":"IF('Data Input'!J313=\"\",\"\",'Data Input'!J313)","v":0},null,null,null,{"$f":"'Data Input'!M313","v":false}]
[null,null,null,null,null,{"$f":"'Data Input'!D314","v":2050},null,null,null,{"$f":"IF('Data Input'!H314=\"\",0,'Data Input'!H314)","v":0},null,{"$f":"IF('Data Input'!J314=\"\",\"\",'Data Input'!J314)","v":0},null,null,null,{"$f":"'Data Input'!M314","v":false}]
[null,null,null,null,null,{"$f":"'Data Input'!D315","v":2051},null,null,null,{"$f":"IF('Data Input'!H315=\"\",0,'Data Input'!H315)","v":0},null,{"$f":"IF('Data Input'!J315=\"\",\"\",'Data Input'!J315)","v":0},null,null,null,{"$f":"'Data Input'!M315","v":false}]
[null,null,null,null,null,{"$f":"'Data Input'!D316","v":2052},null,null,null,{"$f":"IF('Data Input'!H316=\"\",0,'Data Input'!H316)","v":0},null,{"$f":"IF('Data Input'!J316=\"\",\"\",'Data Input'!J316)","v":0},null,null,null,{"$f":"'Data Input'!M316","v":false}]
[null,null,null,null,null,{"$f":"'Data Input'!D317","v":2053},null,null,null,{"$f":"IF('Data Input'!H317=\"\",0,'Data Input'!H317)","v":0},null,{"$f":"IF('Data Input'!J317=\"\",\"\",'Data Input'!J317)","v":0},null,null,null,{"$f":"'Data Input'!M317","v":false}]
[null,null,null,null,null,{"$f":"'Data Input'!D318","v":2054},null,null,null,{"$f":"IF('Data Input'!H318=\"\",0,'Data Input'!H318)","v":0},null,{"$f":"IF('Data Input'!J318=\"\",\"\",'Data Input'!J318)","v":0},null,null,null,{"$f":"'Data Input'!M318","v":false}]
[null,null,null,null,null,{"$f":"'Data Input'!D319","v":2055},null,null,null,{"$f":"IF('Data Input'!H319=\"\",0,'Data Input'!H319)","v":0},null,{"$f":"IF('Data Input'!J319=\"\",\"\",'Data Input'!J319)","v":0},null,null,null,{"$f":"'Data Input'!M319","v":false}]
[null,null,null,null,null,{"$f":"'Data Input'!D320","v":2056},null,null,null,{"$f":"IF('Data Input'!H320=\"\",0,'Data Input'!H320)","v":0},null,{"$f":"IF('Data Input'!J320=\"\",\"\",'Data Input'!J320)","v":0},null,null,null,{"$f":"'Data Input'!M320","v":false}]
[null,null,null,null,null,{"$f":"'Data Input'!D321","v":2057},null,null,null,{"$f":"IF('Data Input'!H321=\"\",0,'Data Input'!H321)","v":0},null,{"$f":"IF('Data Input'!J321=\"\",\"\",'Data Input'!J321)","v":0},null,null,null,{"$f":"'Data Input'!M321","v":false}]
[null,null,null,null,null,{"$f":"'Data Input'!D322","v":2058},null,null,null,{"$f":"IF('Data Input'!H322=\"\",0,'Data Input'!H322)","v":0},null,{"$f":"IF('Data Input'!J322=\"\",\"\",'Data Input'!J322)","v":0},null,null,null,{"$f":"'Data Input'!M322","v":false}]
[null,null,null,null,null,{"$f":"'Data Input'!D323","v":2059},null,null,null,{"$f":"IF('Data Input'!H323=\"\",0,'Data Input'!H323)","v":0},null,{"$f":"IF('Data Input'!J323=\"\",\"\",'Data Input'!J323)","v":0},null,null,null,{"$f":"'Data Input'!M323","v":false}]
[null,null,null,null,null,{"$f":"'Data Input'!D324","v":2060},null,null,null,{"$f":"IF('Data Input'!H324=\"\",0,'Data Input'!H324)","v":0},null,{"$f":"IF('Data Input'!J324=\"\",\"\",'Data Input'!J324)","v":0},null,null,null,{"$f":"'Data Input'!M324","v":false}]
[null,null,null,null,null,{"$f":"'Data Input'!D325","v":2061},null,null,null,{"$f":"IF('Data Input'!H325=\"\",0,'Data Input'!H325)","v":0},null,{"$f":"IF('Data Input'!J325=\"\",\"\",'Data Input'!J325)","v":0},null,null,null,{"$f":"'Data Input'!M325","v":false}]
[null,null,null,null,null,{"$f":"'Data Input'!D326","v":2062},null,null,null,{"$f":"IF('Data Input'!H326=\"\",0,'Data Input'!H326)","v":0},null,{"$f":"IF('Data Input'!J326=\"\",\"\",'Data Input'!J326)","v":0},null,null,null,{"$f":"'Data Input'!M326","v":false}]
[null,null,null,null,null,{"$f":"'Data Input'!D327","v":2063},null,null,null,{"$f":"IF('Data Input'!H327=\"\",0,'Data Input'!H327)","v":0},null,{"$f":"IF('Data Input'!J327=\"\",\"\",'Data Input'!J327)","v":0},null,null,null,{"$f":"'Data Input'!M327","v":false}]
[null,null,null,null,null,{"$f":"'Data Input'!D328","v":2064},null,null,null,{"$f":"IF('Data Input'!H328=\"\",0,'Data Input'!H328)","v":0},null,{"$f":"IF('Data Input'!J328=\"\",\"\",'Data Input'!J328)","v":0},null,null,null,{"$f":"'Data Input'!M328","v":false}]
[null,null,null,null,null,{"$f":"'Data Input'!D329","v":2065},null,null,null,{"$f":"IF('Data Input'!H329=\"\",0,'Data Input'!H329)","v":0},null,{"$f":"IF('Data Input'!J329=\"\",\"\",'Data Input'!J329)","v":0},null,null,null,{"$f":"'Data Input'!M329","v":false}]
[null,null,null,null,null,{"$f":"'Data Input'!D330","v":2066},null,null,null,{"$f":"IF('Data Input'!H330=\"\",0,'Data Input'!H330)","v":0},null,{"$f":"IF('Data Input'!J330=\"\",\"\",'Data Input'!J330)","v":0},null,null,null,{"$f":"'Data Input'!M330","v":false}]
[null,null,null,null,null,{"$f":"'Data Input'!D331","v":2067},null,null,null,{"$f":"IF('Data Input'!H331=\"\",0,'Data Input'!H331)","v":0},null,{"$f":"IF('Data Input'!J331=\"\",\"\",'Data Input'!J331)","v":0},null,null,null,{"$f":"'Data Input'!M331","v":false}]
[null,null,null,null,null,{"$f":"'Data Input'!D332","v":2068},null,null,null,{"$f":"IF('Data Input'!H332=\"\",0,'Data Input'!H332)","v":0},null,{"$f":"IF('Data Input'!J332=\"\",\"\",'Data Input'!J332)","v":0},null,null,null,{"$f":"'Data Input'!M332","v":false}]
[null,null,null,null,null,{"$f":"'Data Input'!D333","v":2069},null,null,null,{"$f":"IF('Data Input'!H333=\"\",0,'Data Input'!H333)","v":0},null,{"$f":"IF('Data Input'!J333=\"\",\"\",'Data Input'!J333)","v":0},null,null,null,{"$f":"'Data Input'!M333","v":false}]
[null,null,null,null,null,{"$f":"'Data Input'!D334","v":2070},null,null,null,{"$f":"IF('Data Input'!H334=\"\",0,'Data Input'!H334)","v":0},null,{"$f":"IF('Data Input'!J334=\"\",\"\",'Data Input'!J334)","v":0},null,null,null,{"$f":"'Data Input'!M334","v":false}]
[]
[null,null,null,null,null,{"$f":"'Data Input'!F360","v":"Electricity generation source:"},null,null,null,{"$f":"IF('Data Input'!H360=\"\",\"\",'Data Input'!H360)","v":"Combined Marginal Grid"},null,null,null,null,null,{"$f":"'Data Input'!M360","v":false}]
[null,null,null,null,null,null,null,null,null,null,null,null,null,null,null,{"$f":"'Data Input'!M361","v":false}]
[null,null,null,null,null,{"$f":"'Data Input'!F362","v":"Emission factors (EFs):"},null,null,null,{"$f":"IF('Data Input'!H362=\"\",\"\",'Data Input'!H362)","v":"Use default EFs"},null,null,null,null,null,{"$f":"'Data Input'!M362","v":false}]
[null,null,null,null,null,null,null,null,null,null,null,null,null,null,null,{"$f":"'Data Input'!M392","v":false}]
[null,null,null,null,null,{"$f":"'Data Input'!F364","v":"Emission factors (EFs):"},null,null,null,{"$f":"IF('Data Input'!H364=\"\",\"\",'Data Input'!H364)","v":"Use default EFs"},null,null,null,null,null,{"$f":"'Data Input'!M364","v":false}]
[null,null,null,null,null,null,null,null,null,null,null,null,null,null,null,{"$f":"'Data Input'!M391","v":false}]
[null,null,null,null,null,{"$f":"'Data Input'!D394","v":"Please enter the emission factors for the following years:"},null,null,null,null,null,null,null,null,null,{"$f":"'Data Input'!M394","v":false}]
[null,null,null,null,null,{"$f":"'Data Input'!D395","v":2010},null,null,null,{"$f":"IF('Data Input'!H395=\"\",0,'Data Input'!H395)","v":0},null,{"$f":"IF('Data Input'!J395=\"\",\"\",'Data Input'!J395)","v":"grams CO₂ per kWh"},null,null,null,{"$f":"'Data Input'!M395","v":false}]
[null,null,null,null,null,{"$f":"'Data Input'!D396","v":2011},null,null,null,{"$f":"IF('Data Input'!H396=\"\",0,'Data Input'!H396)","v":0},null,{"$f":"IF('Data Input'!J396=\"\",\"\",'Data Input'!J396)","v":"grams CO₂ per kWh"},null,null,null,{"$f":"'Data Input'!M396","v":false}]
[null,null,null,null,null,{"$f":"'Data Input'!D397","v":2012},null,null,null,{"$f":"IF('Data Input'!H397=\"\",0,'Data Input'!H397)","v":0},null,{"$f":"IF('Data Input'!J397=\"\",\"\",'Data Input'!J397)","v":"grams CO₂ per kWh"},null,null,null,{"$f":"'Data Input'!M397","v":false}]
[null,null,null,null,null,{"$f":"'Data Input'!D398","v":2013},null,null,null,{"$f":"IF('Data Input'!H398=\"\",0,'Data Input'!H398)","v":0},null,{"$f":"IF('Data Input'!J398=\"\",\"\",'Data Input'!J398)","v":"grams CO₂ per kWh"},null,null,null,{"$f":"'Data Input'!M398","v":false}]
[null,null,null,null,null,{"$f":"'Data Input'!D399","v":2014},null,null,null,{"$f":"IF('Data Input'!H399=\"\",0,'Data Input'!H399)","v":0},null,{"$f":"IF('Data Input'!J399=\"\",\"\",'Data Input'!J399)","v":"grams CO₂ per kWh"},null,null,null,{"$f":"'Data Input'!M399","v":false}]
[null,null,null,null,null,{"$f":"'Data Input'!D400","v":2015},null,null,null,{"$f":"IF('Data Input'!H400=\"\",0,'Data Input'!H400)","v":0},null,{"$f":"IF('Data Input'!J400=\"\",\"\",'Data Input'!J400)","v":"grams CO₂ per kWh"},null,null,null,{"$f":"'Data Input'!M400","v":false}]
[null,null,null,null,null,{"$f":"'Data Input'!D401","v":2016},null,null,null,{"$f":"IF('Data Input'!H401=\"\",0,'Data Input'!H401)","v":0},null,{"$f":"IF('Data Input'!J401=\"\",\"\",'Data Input'!J401)","v":"grams CO₂ per kWh"},null,null,null,{"$f":"'Data Input'!M401","v":false}]
[null,null,null,null,null,{"$f":"'Data Input'!D402","v":2017},null,null,null,{"$f":"IF('Data Input'!H402=\"\",0,'Data Input'!H402)","v":0},null,{"$f":"IF('Data Input'!J402=\"\",\"\",'Data Input'!J402)","v":"grams CO₂ per kWh"},null,null,null,{"$f":"'Data Input'!M402","v":false}]
[null,null,null,null,null,{"$f":"'Data Input'!D403","v":2018},null,null,null,{"$f":"IF('Data Input'!H403=\"\",0,'Data Input'!H403)","v":0},null,{"$f":"IF('Data Input'!J403=\"\",\"\",'Data Input'!J403)","v":"grams CO₂ per kWh"},null,null,null,{"$f":"'Data Input'!M403","v":false}]
[null,null,null,null,null,{"$f":"'Data Input'!D404","v":2019},null,null,null,{"$f":"IF('Data Input'!H404=\"\",0,'Data Input'!H404)","v":0},null,{"$f":"IF('Data Input'!J404=\"\",\"\",'Data Input'!J404)","v":"grams CO₂ per kWh"},null,null,null,{"$f":"'Data Input'!M404","v":false}]
[null,null,null,null,null,{"$f":"'Data Input'!D405","v":2020},null,null,null,{"$f":"IF('Data Input'!H405=\"\",0,'Data Input'!H405)","v":0},null,{"$f":"IF('Data Input'!J405=\"\",\"\",'Data Input'!J405)","v":"grams CO₂ per kWh"},null,null,null,{"$f":"'Data Input'!M405","v":false}]
[null,null,null,null,null,{"$f":"'Data Input'!D406","v":2021},null,null,null,{"$f":"IF('Data Input'!H406=\"\",0,'Data Input'!H406)","v":0},null,{"$f":"IF('Data Input'!J406=\"\",\"\",'Data Input'!J406)","v":"grams CO₂ per kWh"},null,null,null,{"$f":"'Data Input'!M406","v":false}]
[null,null,null,null,null,{"$f":"'Data Input'!D407","v":2022},null,null,null,{"$f":"IF('Data Input'!H407=\"\",0,'Data Input'!H407)","v":0},null,{"$f":"IF('Data Input'!J407=\"\",\"\",'Data Input'!J407)","v":"grams CO₂ per kWh"},null,null,null,{"$f":"'Data Input'!M407","v":false}]
[null,null,null,null,null,{"$f":"'Data Input'!D408","v":2023},null,null,null,{"$f":"IF('Data Input'!H408=\"\",0,'Data Input'!H408)","v":0},null,{"$f":"IF('Data Input'!J408=\"\",\"\",'Data Input'!J408)","v":"grams CO₂ per kWh"},null,null,null,{"$f":"'Data Input'!M408","v":false}]
[null,null,null,null,null,{"$f":"'Data Input'!D409","v":2024},null,null,null,{"$f":"IF('Data Input'!H409=\"\",0,'Data Input'!H409)","v":0},null,{"$f":"IF('Data Input'!J409=\"\",\"\",'Data Input'!J409)","v":"grams CO₂ per kWh"},null,null,null,{"$f":"'Data Input'!M409","v":false}]
[null,null,null,null,null,{"$f":"'Data Input'!D410","v":2025},null,null,null,{"$f":"IF('Data Input'!H410=\"\",0,'Data Input'!H410)","v":0},null,{"$f":"IF('Data Input'!J410=\"\",\"\",'Data Input'!J410)","v":"grams CO₂ per kWh"},null,null,null,{"$f":"'Data Input'!M410","v":false}]
[null,null,null,null,null,{"$f":"'Data Input'!D411","v":2026},null,null,null,{"$f":"IF('Data Input'!H411=\"\",0,'Data Input'!H411)","v":0},null,{"$f":"IF('Data Input'!J411=\"\",\"\",'Data Input'!J411)","v":"grams CO₂ per kWh"},null,null,null,{"$f":"'Data Input'!M411","v":false}]
[null,null,null,null,null,{"$f":"'Data Input'!D412","v":2027},null,null,null,{"$f":"IF('Data Input'!H412=\"\",0,'Data Input'!H412)","v":0},null,{"$f":"IF('Data Input'!J412=\"\",\"\",'Data Input'!J412)","v":"grams CO₂ per kWh"},null,null,null,{"$f":"'Data Input'!M412","v":false}]
[null,null,null,null,null,{"$f":"'Data Input'!D413","v":2028},null,null,null,{"$f":"IF('Data Input'!H413=\"\",0,'Data Input'!H413)","v":0},null,{"$f":"IF('Data Input'!J413=\"\",\"\",'Data Input'!J413)","v":"grams CO₂ per kWh"},null,null,null,{"$f":"'Data Input'!M413","v":false}]
[null,null,null,null,null,{"$f":"'Data Input'!D414","v":2029},null,null,null,{"$f":"IF('Data Input'!H414=\"\",0,'Data Input'!H414)","v":0},null,{"$f":"IF('Data Input'!J414=\"\",\"\",'Data Input'!J414)","v":"grams CO₂ per kWh"},null,null,null,{"$f":"'Data Input'!M414","v":false}]
[null,null,null,null,null,{"$f":"'Data Input'!D415","v":2030},null,null,null,{"$f":"IF('Data Input'!H415=\"\",0,'Data Input'!H415)","v":0},null,{"$f":"IF('Data Input'!J415=\"\",\"\",'Data Input'!J415)","v":"grams CO₂ per kWh"},null,null,null,{"$f":"'Data Input'!M415","v":false}]
[null,null,null,null,null,{"$f":"'Data Input'!D416","v":2031},null,null,null,{"$f":"IF('Data Input'!H416=\"\",0,'Data Input'!H416)","v":0},null,{"$f":"IF('Data Input'!J416=\"\",\"\",'Data Input'!J416)","v":"grams CO₂ per kWh"},null,null,null,{"$f":"'Data Input'!M416","v":false}]
[null,null,null,null,null,{"$f":"'Data Input'!D417","v":2032},null,null,null,{"$f":"IF('Data Input'!H417=\"\",0,'Data Input'!H417)","v":0},null,{"$f":"IF('Data Input'!J417=\"\",\"\",'Data Input'!J417)","v":"grams CO₂ per kWh"},null,null,null,{"$f":"'Data Input'!M417","v":false}]
[null,null,null,null,null,{"$f":"'Data Input'!D418","v":2033},null,null,null,{"$f":"IF('Data Input'!H418=\"\",0,'Data Input'!H418)","v":0},null,{"$f":"IF('Data Input'!J418=\"\",\"\",'Data Input'!J418)","v":"grams CO₂ per kWh"},null,null,null,{"$f":"'Data Input'!M418","v":false}]
[null,null,null,null,null,{"$f":"'Data Input'!D419","v":2034},null,null,null,{"$f":"IF('Data Input'!H419=\"\",0,'Data Input'!H419)","v":0},null,{"$f":"IF('Data Input'!J419=\"\",\"\",'Data Input'!J419)","v":"grams CO₂ per kWh"},null,null,null,{"$f":"'Data Input'!M419","v":false}]
[null,null,null,null,null,{"$f":"'Data Input'!D420","v":2035},null,null,null,{"$f":"IF('Data Input'!H420=\"\",0,'Data Input'!H420)","v":0},null,{"$f":"IF('Data Input'!J420=\"\",\"\",'Data Input'!J420)","v":"grams CO₂ per kWh"},null,null,null,{"$f":"'Data Input'!M420","v":false}]
[null,null,null,null,null,{"$f":"'Data Input'!D421","v":2036},null,null,null,{"$f":"IF('Data Input'!H421=\"\",0,'Data Input'!H421)","v":0},null,{"$f":"IF('Data Input'!J421=\"\",\"\",'Data Input'!J421)","v":"grams CO₂ per kWh"},null,null,null,{"$f":"'Data Input'!M421","v":false}]
[null,null,null,null,null,{"$f":"'Data Input'!D422","v":2037},null,null,null,{"$f":"IF('Data Input'!H422=\"\",0,'Data Input'!H422)","v":0},null,{"$f":"IF('Data Input'!J422=\"\",\"\",'Data Input'!J422)","v":"grams CO₂ per kWh"},null,null,null,{"$f":"'Data Input'!M422","v":false}]
[null,null,null,null,null,{"$f":"'Data Input'!D423","v":2038},null,null,null,{"$f":"IF('Data Input'!H423=\"\",0,'Data Input'!H423)","v":0},null,{"$f":"IF('Data Input'!J423=\"\",\"\",'Data Input'!J423)","v":"grams CO₂ per kWh"},null,null,null,{"$f":"'Data Input'!M423","v":false}]
[null,null,null,null,null,{"$f":"'Data Input'!D424","v":2039},null,null,null,{"$f":"IF('Data Input'!H424=\"\",0,'Data Input'!H424)","v":0},null,{"$f":"IF('Data Input'!J424=\"\",\"\",'Data Input'!J424)","v":"grams CO₂ per kWh"},null,null,null,{"$f":"'Data Input'!M424","v":false}]
[null,null,null,null,null,{"$f":"'Data Input'!D425","v":2040},null,null,null,{"$f":"IF('Data Input'!H425=\"\",0,'Data Input'!H425)","v":0},null,{"$f":"IF('Data Input'!J425=\"\",\"\",'Data Input'!J425)","v":"grams CO₂ per kWh"},null,null,null,{"$f":"'Data Input'!M425","v":false}]
[null,null,null,null,null,{"$f":"'Data Input'!D426","v":2041},null,null,null,{"$f":"IF('Data Input'!H426=\"\",0,'Data Input'!H426)","v":0},null,{"$f":"IF('Data Input'!J426=\"\",\"\",'Data Input'!J426)","v":"grams CO₂ per kWh"},null,null,null,{"$f":"'Data Input'!M426","v":false}]
[null,null,null,null,null,{"$f":"'Data Input'!D427","v":2042},null,null,null,{"$f":"IF('Data Input'!H427=\"\",0,'Data Input'!H427)","v":0},null,{"$f":"IF('Data Input'!J427=\"\",\"\",'Data Input'!J427)","v":"grams CO₂ per kWh"},null,null,null,{"$f":"'Data Input'!M427","v":false}]
[null,null,null,null,null,{"$f":"'Data Input'!D428","v":2043},null,null,null,{"$f":"IF('Data Input'!H428=\"\",0,'Data Input'!H428)","v":0},null,{"$f":"IF('Data Input'!J428=\"\",\"\",'Data Input'!J428)","v":"grams CO₂ per kWh"},null,null,null,{"$f":"'Data Input'!M428","v":false}]
[null,null,null,null,null,{"$f":"'Data Input'!D429","v":2044},null,null,null,{"$f":"IF('Data Input'!H429=\"\",0,'Data Input'!H429)","v":0},null,{"$f":"IF('Data Input'!J429=\"\",\"\",'Data Input'!J429)","v":"grams CO₂ per kWh"},null,null,null,{"$f":"'Data Input'!M429","v":false}]
[null,null,null,null,null,{"$f":"'Data Input'!D430","v":2045},null,null,null,{"$f":"IF('Data Input'!H430=\"\",0,'Data Input'!H430)","v":0},null,{"$f":"IF('Data Input'!J430=\"\",\"\",'Data Input'!J430)","v":"grams CO₂ per kWh"},null,null,null,{"$f":"'Data Input'!M430","v":false}]
[null,null,null,null,null,{"$f":"'Data Input'!D431","v":2046},null,null,null,{"$f":"IF('Data Input'!H431=\"\",0,'Data Input'!H431)","v":0},null,{"$f":"IF('Data Input'!J431=\"\",\"\",'Data Input'!J431)","v":"grams CO₂ per kWh"},null,null,null,{"$f":"'Data Input'!M431","v":false}]
[null,null,null,null,null,{"$f":"'Data Input'!D432","v":2047},null,null,null,{"$f":"IF('Data Input'!H432=\"\",0,'Data Input'!H432)","v":0},null,{"$f":"IF('Data Input'!J432=\"\",\"\",'Data Input'!J432)","v":"grams CO₂ per kWh"},null,null,null,{"$f":"'Data Input'!M432","v":false}]
[null,null,null,null,null,{"$f":"'Data Input'!D433","v":2048},null,null,null,{"$f":"IF('Data Input'!H433=\"\",0,'Data Input'!H433)","v":0},null,{"$f":"IF('Data Input'!J433=\"\",\"\",'Data Input'!J433)","v":"grams CO₂ per kWh"},null,null,null,{"$f":"'Data Input'!M433","v":false}]
[null,null,null,null,null,{"$f":"'Data Input'!D434","v":2049},null,null,null,{"$f":"IF('Data Input'!H434=\"\",0,'Data Input'!H434)","v":0},null,{"$f":"IF('Data Input'!J434=\"\",\"\",'Data Input'!J434)","v":"grams CO₂ per kWh"},null,null,null,{"$f":"'Data Input'!M434","v":false}]
[null,null,null,null,null,{"$f":"'Data Input'!D435","v":2050},null,null,null,{"$f":"IF('Data Input'!H435=\"\",0,'Data Input'!H435)","v":0},null,{"$f":"IF('Data Input'!J435=\"\",\"\",'Data Input'!J435)","v":"grams CO₂ per kWh"},null,null,null,{"$f":"'Data Input'!M435","v":false}]
[null,null,null,null,null,{"$f":"'Data Input'!D436","v":2051},null,null,null,{"$f":"IF('Data Input'!H436=\"\",0,'Data Input'!H436)","v":0},null,{"$f":"IF('Data Input'!J436=\"\",\"\",'Data Input'!J436)","v":"grams CO₂ per kWh"},null,null,null,{"$f":"'Data Input'!M436","v":false}]
[null,null,null,null,null,{"$f":"'Data Input'!D437","v":2052},null,null,null,{"$f":"IF('Data Input'!H437=\"\",0,'Data Input'!H437)","v":0},null,{"$f":"IF('Data Input'!J437=\"\",\"\",'Data Input'!J437)","v":"grams CO₂ per kWh"},null,null,null,{"$f":"'Data Input'!M437","v":false}]
[null,null,null,null,null,{"$f":"'Data Input'!D438","v":2053},null,null,null,{"$f":"IF('Data Input'!H438=\"\",0,'Data Input'!H438)","v":0},null,{"$f":"IF('Data Input'!J438=\"\",\"\",'Data Input'!J438)","v":"grams CO₂ per kWh"},null,null,null,{"$f":"'Data Input'!M438","v":false}]
[null,null,null,null,null,{"$f":"'Data Input'!D439","v":2054},null,null,null,{"$f":"IF('Data Input'!H439=\"\",0,'Data Input'!H439)","v":0},null,{"$f":"IF('Data Input'!J439=\"\",\"\",'Data Input'!J439)","v":"grams CO₂ per kWh"},null,null,null,{"$f":"'Data Input'!M439","v":false}]
[null,null,null,null,null,{"$f":"'Data Input'!D440","v":2055},null,null,null,{"$f":"IF('Data Input'!H440=\"\",0,'Data Input'!H440)","v":0},null,{"$f":"IF('Data Input'!J440=\"\",\"\",'Data Input'!J440)","v":"grams CO₂ per kWh"},null,null,null,{"$f":"'Data Input'!M440","v":false}]
[null,null,null,null,null,{"$f":"'Data Input'!D441","v":2056},null,null,null,{"$f":"IF('Data Input'!H441=\"\",0,'Data Input'!H441)","v":0},null,{"$f":"IF('Data Input'!J441=\"\",\"\",'Data Input'!J441)","v":"grams CO₂ per kWh"},null,null,null,{"$f":"'Data Input'!M441","v":false}]
[null,null,null,null,null,{"$f":"'Data Input'!D442","v":2057},null,null,null,{"$f":"IF('Data Input'!H442=\"\",0,'Data Input'!H442)","v":0},null,{"$f":"IF('Data Input'!J442=\"\",\"\",'Data Input'!J442)","v":"grams CO₂ per kWh"},null,null,null,{"$f":"'Data Input'!M442","v":false}]
[null,null,null,null,null,{"$f":"'Data Input'!D443","v":2058},null,null,null,{"$f":"IF('Data Input'!H443=\"\",0,'Data Input'!H443)","v":0},null,{"$f":"IF('Data Input'!J443=\"\",\"\",'Data Input'!J443)","v":"grams CO₂ per kWh"},null,null,null,{"$f":"'Data Input'!M443","v":false}]
[null,null,null,null,null,{"$f":"'Data Input'!D444","v":2059},null,null,null,{"$f":"IF('Data Input'!H444=\"\",0,'Data Input'!H444)","v":0},null,{"$f":"IF('Data Input'!J444=\"\",\"\",'Data Input'!J444)","v":"grams CO₂ per kWh"},null,null,null,{"$f":"'Data Input'!M444","v":false}]
[null,null,null,null,null,{"$f":"'Data Input'!D445","v":2060},null,null,null,{"$f":"IF('Data Input'!H445=\"\",0,'Data Input'!H445)","v":0},null,{"$f":"IF('Data Input'!J445=\"\",\"\",'Data Input'!J445)","v":"grams CO₂ per kWh"},null,null,null,{"$f":"'Data Input'!M445","v":false}]
[null,null,null,null,null,{"$f":"'Data Input'!D446","v":2061},null,null,null,{"$f":"IF('Data Input'!H446=\"\",0,'Data Input'!H446)","v":0},null,{"$f":"IF('Data Input'!J446=\"\",\"\",'Data Input'!J446)","v":"grams CO₂ per kWh"},null,null,null,{"$f":"'Data Input'!M446","v":false}]
[null,null,null,null,null,{"$f":"'Data Input'!D447","v":2062},null,null,null,{"$f":"IF('Data Input'!H447=\"\",0,'Data Input'!H447)","v":0},null,{"$f":"IF('Data Input'!J447=\"\",\"\",'Data Input'!J447)","v":"grams CO₂ per kWh"},null,null,null,{"$f":"'Data Input'!M447","v":false}]
[null,null,null,null,null,{"$f":"'Data Input'!D448","v":2063},null,null,null,{"$f":"IF('Data Input'!H448=\"\",0,'Data Input'!H448)","v":0},null,{"$f":"IF('Data Input'!J448=\"\",\"\",'Data Input'!J448)","v":"grams CO₂ per kWh"},null,null,null,{"$f":"'Data Input'!M448","v":false}]
[null,null,null,null,null,{"$f":"'Data Input'!D449","v":2064},null,null,null,{"$f":"IF('Data Input'!H449=\"\",0,'Data Input'!H449)","v":0},null,{"$f":"IF('Data Input'!J449=\"\",\"\",'Data Input'!J449)","v":"grams CO₂ per kWh"},null,null,null,{"$f":"'Data Input'!M449","v":false}]
[null,null,null,null,null,{"$f":"'Data Input'!D450","v":2065},null,null,null,{"$f":"IF('Data Input'!H450=\"\",0,'Data Input'!H450)","v":0},null,{"$f":"IF('Data Input'!J450=\"\",\"\",'Data Input'!J450)","v":"grams CO₂ per kWh"},null,null,null,{"$f":"'Data Input'!M450","v":false}]
[null,null,null,null,null,{"$f":"'Data Input'!D451","v":2066},null,null,null,{"$f":"IF('Data Input'!H451=\"\",0,'Data Input'!H451)","v":0},null,{"$f":"IF('Data Input'!J451=\"\",\"\",'Data Input'!J451)","v":"grams CO₂ per kWh"},null,null,null,{"$f":"'Data Input'!M451","v":false}]
[null,null,null,null,null,{"$f":"'Data Input'!D452","v":2067},null,null,null,{"$f":"IF('Data Input'!H452=\"\",0,'Data Input'!H452)","v":0},null,{"$f":"IF('Data Input'!J452=\"\",\"\",'Data Input'!J452)","v":"grams CO₂ per kWh"},null,null,null,{"$f":"'Data Input'!M452","v":false}]
[null,null,null,null,null,{"$f":"'Data Input'!D453","v":2068},null,null,null,{"$f":"IF('Data Input'!H453=\"\",0,'Data Input'!H453)","v":0},null,{"$f":"IF('Data Input'!J453=\"\",\"\",'Data Input'!J453)","v":"grams CO₂ per kWh"},null,null,null,{"$f":"'Data Input'!M453","v":false}]
[null,null,null,null,null,{"$f":"'Data Input'!D454","v":2069},null,null,null,{"$f":"IF('Data Input'!H454=\"\",0,'Data Input'!H454)","v":0},null,{"$f":"IF('Data Input'!J454=\"\",\"\",'Data Input'!J454)","v":"grams CO₂ per kWh"},null,null,null,{"$f":"'Data Input'!M454","v":false}]
[null,null,null,null,null,{"$f":"'Data Input'!D455","v":2070},null,null,null,{"$f":"IF('Data Input'!H455=\"\",0,'Data Input'!H455)","v":0},null,{"$f":"IF('Data Input'!J455=\"\",\"\",'Data Input'!J455)","v":"grams CO₂ per kWh"},null,null,null,{"$f":"'Data Input'!M455","v":false}]
[null,null,null,null,null,null,null,null,null,null,null,null,null,null,null,{"$f":"'Data Input'!M456","v":false}]
[null,null,null,null,null,null,null,null,null,null,null,null,null,null,null,true]
[]
[null,"Emissions Reduced or Avoided Calculations"]
[null,null,"NA = Not Applicable due to the options selected."]
[{"$f":"IF($J$13=F389,\"Yes\",\"No\")","v":"No"},null,null,null,null,null,null,null,null,null,null,null,null,null,null,null,null,null,null,{"$f":"CalcTrigger=RenewableElectricity","v":false}]
[{"$f":"A388","v":"No"},null,null,null,null,"Renewable Electricity Generation",null,null,null,null,null,null,null,null,null,null,null,null,null,{"$f":"CalcTrigger=RenewableElectricity","v":false}]
["No",null,null,null,null,null,null,null,null,null,null,null,null,null,null,null,null,null,null,{"$f":"RenHideStart","v":false}]
["No",null,null,null,null,null,null,"Values",null,null,null,null,null,null,null,null,null,null,null,{"$f":"T390","v":false}]
["No",null,null,null,null,null,null,null,null,null,null,null,null,null,null,null,null,null,null,{"$f":"T391","v":false}]
["No",null,null,null,null,{"$f":"IF(J17='Pick Lists'!B51,\"Type of baseline:\",\"Grid connection type:\")","v":"Grid connection type:"},null,{"$f":"IF(J13='Pick Lists'!B67,IF(J17='Pick Lists'!B52,J161,\"Fuel Combustion\"),\"\")","v":""},null,null,null,null,null,null,null,null,null,null,null,{"$f":"T392","v":false}]
["No",null,null,null,null,{"$f":"IF(J17='Pick Lists'!B51,\"Type of fuel replaced:\",IF(H393='Pick Lists'!B72,\"Source of electricity offset by the project\",\"Alternate electricity source:\"))","v":"Alternate electricity source:"},null,{"$f":"IF(J13='Pick Lists'!B67,IF(J17='Pick Lists'!B51,J19,IF(OR(H393='Pick Lists'!B72,H393='Pick Lists'!B73),'Pick Lists'!B55,IF(J163='Pick Lists'!B51,'Pick Lists'!B55,'Pick Lists'!B56))),\"\")","v":""},null,null,null,null,null,null,null,null,null,null,null,{"$f":"T393","v":false}]
[null,null,null,null,null,"Source of Grid Electricity",null,{"$f":"J315","v":"Combined Marginal Grid"},null,null,null,null,null,null,null,null,null,null,null,{"$f":"AND(T394,H394='Pick Lists'!B55)","v":false}]
[null,null,null,null,null,"Emission Factor Type",null,{"$f":"IF(P317=TRUE,IF(J317='Pick Lists'!B269,'Pick Lists'!C269,IF(J317='Pick Lists'!B270,'Pick Lists'!C270,IF(J317='Pick Lists'!B271,'Pick Lists'!C271,IF(J317='Pick Lists'!B272,'Pick Lists'!C272,'Pick Lists'!C273)))),IF(AND(P319,J319='Pick Lists'!B277),'Pick Lists'!C277,IF(AND(P319,J319='Pick Lists'!B278),'Pick Lists'!C278,IF(gridconnectionCalc='Pick Lists'!B74,\"Diesel Generators\",\"\"))))","v":""},null,null,null,null,null,null,null,null,null,null,null,{"$f":"AND(H393='Pick Lists'!B55,RenHideStart)","v":false}]
[{"$f":"A394","v":"No"},null,null,null,null,{"$f":"\"Emission Factor\"&IF(H394='Pick Lists'!B56,\" (Diesel) (gCO₂e/GJ)\",IF(H394='Pick Lists'!B55,\" (gCO₂e/kWh)\",\" (\"&H394&\") (gCO₂e/GJ)\"))","v":"Emission Factor () (gCO₂e/GJ)"},null,{"$f":"IF(H394='Pick Lists'!B55,VLOOKUP('Data Input'!F23,'Country Parameters'!B4:N198,9+MATCH(H395,GridTypes,0),FALSE),IF(H394='Pick Lists'!B56,'Data Input'!H368,IF(J17='Pick Lists'!B51,VLOOKUP(VLOOKUP(H394,'Pick Lists'!B92:C146,2,FALSE),'Fuel EFs'!B7:M59,12,FALSE),\"\")))","v":""},null,null,null,null,null,null,null,null,null,null,null,{"$f":"OR(H396='Pick Lists'!C271,H396='Pick Lists'!C278)","v":false}]
[null,null,null,null,null,"Projected Emission Factors (gCO2e/kWh):",null,null,null,null,null,null,null,null,null,null,null,null,null,false]
[null,null,null,{"$f":"IF(OR($H$396='Pick Lists'!$C$272,$H$396='Pick Lists'!$C$270),39+F399-2010,IF($H$396='Pick Lists'!$C$273,29+F399-2010,0))","v":0},null,{"$f":"Start_Year","v":2010},null,{"$f":"IF(OR($H$396='Pick Lists'!$C$272,$H$396='Pick Lists'!$C$270),VLOOKUP(CountryInput,'Country Parameters'!$B$4:$DJ$198,D399,FALSE),IF($H$396='Pick Lists'!$C$273,VLOOKUP(VLOOKUP(CountryInput,'Country Parameters'!$B$4:$J$198,9,FALSE),'Grid EFs'!$B$4:$BR$9,D399,FALSE),0))","v":0},null,null,null,null,null,null,null,null,null,null,null,{"$f":"AND($T$398,F399<=YearImpact,F399>=AdoptionYear)","v":false}]
[null,null,null,{"$f":"D399+1","v":1},null,{"$f":"F399+1","v":2011},null,{"$f":"IF(OR($H$396='Pick Lists'!$C$272,$H$396='Pick Lists'!$C$270),VLOOKUP(CountryInput,'Country Parameters'!$B$4:$DJ$198,D400,FALSE),IF($H$396='Pick Lists'!$C$273,VLOOKUP(VLOOKUP(CountryInput,'Country Parameters'!$B$4:$J$198,9,FALSE),'Grid EFs'!$B$4:$BR$9,D400,FALSE),0))","v":0},null,null,null,null,null,null,null,null,null,null,null,{"$f":"AND($T$398,F400<=YearImpact,F400>=AdoptionYear)","v":false}]
[null,null,null,{"$f":"D400+1","v":2},null,{"$f":"F400+1","v":2012},null,{"$f":"IF(OR($H$396='Pick Lists'!$C$272,$H$396='Pick Lists'!$C$270),VLOOKUP(CountryInput,'Country Parameters'!$B$4:$DJ$198,D401,FALSE),IF($H$396='Pick Lists'!$C$273,VLOOKUP(VLOOKUP(CountryInput,'Country Parameters'!$B$4:$J$198,9,FALSE),'Grid EFs'!$B$4:$BR$9,D401,FALSE),0))","v":0},null,null,null,null,null,null,null,null,null,null,null,{"$f":"AND($T$398,F401<=YearImpact,F401>=AdoptionYear)","v":false}]
[null,null,null,3,null,2013,null,{"$f":"IF(OR($H$396='Pick Lists'!$C$272,$H$396='Pick Lists'!$C$270),VLOOKUP(CountryInput,'Country Parameters'!$B$4:$DJ$198,D402,FALSE),IF($H$396='Pick Lists'!$C$273,VLOOKUP(VLOOKUP(CountryInput,'Country Parameters'!$B$4:$J$198,9,FALSE),'Grid EFs'!$B$4:$BR$9,D402,FALSE),0))","v":0},null,null,null,null,null,null,null,null,null,null,null,{"$f":"AND($T$398,F402<=YearImpact,F402>=AdoptionYear)","v":false}]
[null,null,null,4,null,2014,null,{"$f":"IF(OR($H$396='Pick Lists'!$C$272,$H$396='Pick Lists'!$C$270),VLOOKUP(CountryInput,'Country Parameters'!$B$4:$DJ$198,D403,FALSE),IF($H$396='Pick Lists'!$C$273,VLOOKUP(VLOOKUP(CountryInput,'Country Parameters'!$B$4:$J$198,9,FALSE),'Grid EFs'!$B$4:$BR$9,D403,FALSE),0))","v":0},null,null,null,null,null,null,null,null,null,null,null,{"$f":"AND($T$398,F403<=YearImpact,F403>=AdoptionYear)","v":false}]
[null,null,null,5,null,2015,null,{"$f":"IF(OR($H$396='Pick Lists'!$C$272,$H$396='Pick Lists'!$C$270),VLOOKUP(CountryInput,'Country Parameters'!$B$4:$DJ$198,D404,FALSE),IF($H$396='Pick Lists'!$C$273,VLOOKUP(VLOOKUP(CountryInput,'Country Parameters'!$B$4:$J$198,9,FALSE),'Grid EFs'!$B$4:$BR$9,D404,FALSE),0))","v":0},null,null,null,null,null,null,null,null,null,null,null,{"$f":"AND($T$398,F404<=YearImpact,F404>=AdoptionYear)","v":false}]
[null,null,null,6,null,2016,null,{"$f":"IF(OR($H$396='Pick Lists'!$C$272,$H$396='Pick Lists'!$C$270),VLOOKUP(CountryInput,'Country Parameters'!$B$4:$DJ$198,D405,FALSE),IF($H$396='Pick Lists'!$C$273,VLOOKUP(VLOOKUP(CountryInput,'Country Parameters'!$B$4:$J$198,9,FALSE),'Grid EFs'!$B$4:$BR$9,D405,FALSE),0))","v":0},null,null,null,null,null,null,null,null,null,null,null,{"$f":"AND($T$398,F405<=YearImpact,F405>=AdoptionYear)","v":false}]
[null,null,null,7,null,2017,null,{"$f":"IF(OR($H$396='Pick Lists'!$C$272,$H$396='Pick Lists'!$C$270),VLOOKUP(CountryInput,'Country Parameters'!$B$4:$DJ$198,D406,FALSE),IF($H$396='Pick Lists'!$C$273,VLOOKUP(VLOOKUP(CountryInput,'Country Parameters'!$B$4:$J$198,9,FALSE),'Grid EFs'!$B$4:$BR$9,D406,FALSE),0))","v":0},null,null,null,null,null,null,null,null,null,null,null,{"$f":"AND($T$398,F406<=YearImpact,F406>=AdoptionYear)","v":false}]
[null,null,null,8,null,2018,null,{"$f":"IF(OR($H$396='Pick Lists'!$C$272,$H$396='Pick Lists'!$C$270),VLOOKUP(CountryInput,'Country Parameters'!$B$4:$DJ$198,D407,FALSE),IF($H$396='Pick Lists'!$C$273,VLOOKUP(VLOOKUP(CountryInput,'Country Parameters'!$B$4:$J$198,9,FALSE),'Grid EFs'!$B$4:$BR$9,D407,FALSE),0))","v":0},null,null,null,null,null,null,null,null,null,null,null,{"$f":"AND($T$398,F407<=YearImpact,F407>=AdoptionYear)","v":false}]
[null,null,null,9,null,2019,null,{"$f":"IF(OR($H$396='Pick Lists'!$C$272,$H$396='Pick Lists'!$C$270),VLOOKUP(CountryInput,'Country Parameters'!$B$4:$DJ$198,D408,FALSE),IF($H$396='Pick Lists'!$C$273,VLOOKUP(VLOOKUP(CountryInput,'Country Parameters'!$B$4:$J$198,9,FALSE),'Grid EFs'!$B$4:$BR$9,D408,FALSE),0))","v":0},null,null,null,null,null,null,null,null,null,null,null,{"$f":"AND($T$398,F408<=YearImpact,F408>=AdoptionYear)","v":false}]
[null,null,null,10,null,2020,null,{"$f":"IF(OR($H$396='Pick Lists'!$C$272,$H$396='Pick Lists'!$C$270),VLOOKUP(CountryInput,'Country Parameters'!$B$4:$DJ$198,D409,FALSE),IF($H$396='Pick Lists'!$C$273,VLOOKUP(VLOOKUP(CountryInput,'Country Parameters'!$B$4:$J$198,9,FALSE),'Grid EFs'!$B$4:$BR$9,D409,FALSE),0))","v":0},null,null,null,null,null,null,null,null,null,null,null,{"$f":"AND($T$398,F409<=YearImpact,F409>=AdoptionYear)","v":false}]
[null,null,null,11,null,2021,null,{"$f":"IF(OR($H$396='Pick Lists'!$C$272,$H$396='Pick Lists'!$C$270),VLOOKUP(CountryInput,'Country Parameters'!$B$4:$DJ$198,D410,FALSE),IF($H$396='Pick Lists'!$C$273,VLOOKUP(VLOOKUP(CountryInput,'Country Parameters'!$B$4:$J$198,9,FALSE),'Grid EFs'!$B$4:$BR$9,D410,FALSE),0))","v":0},null,null,null,null,null,null,null,null,null,null,null,{"$f":"AND($T$398,F410<=YearImpact,F410>=AdoptionYear)","v":false}]
[null,null,null,12,null,2022,null,{"$f":"IF(OR($H$396='Pick Lists'!$C$272,$H$396='Pick Lists'!$C$270),VLOOKUP(CountryInput,'Country Parameters'!$B$4:$DJ$198,D411,FALSE),IF($H$396='Pick Lists'!$C$273,VLOOKUP(VLOOKUP(CountryInput,'Country Parameters'!$B$4:$J$198,9,FALSE),'Grid EFs'!$B$4:$BR$9,D411,FALSE),0))","v":0},null,null,null,null,null,null,null,null,null,null,null,{"$f":"AND($T$398,F411<=YearImpact,F411>=AdoptionYear)","v":false}]
[null,null,null,13,null,2023,null,{"$f":"IF(OR($H$396='Pick Lists'!$C$272,$H$396='Pick Lists'!$C$270),VLOOKUP(CountryInput,'Country Parameters'!$B$4:$DJ$198,D412,FALSE),IF($H$396='Pick Lists'!$C$273,VLOOKUP(VLOOKUP(CountryInput,'Country Parameters'!$B$4:$J$198,9,FALSE),'Grid EFs'!$B$4:$BR$9,D412,FALSE),0))","v":0},null,null,null,null,null,null,null,null,null,null,null,{"$f":"AND($T$398,F412<=YearImpact,F412>=AdoptionYear)","v":false}]
[null,null,null,14,null,2024,null,{"$f":"IF(OR($H$396='Pick Lists'!$C$272,$H$396='Pick Lists'!$C$270),VLOOKUP(CountryInput,'Country Parameters'!$B$4:$DJ$198,D413,FALSE),IF($H$396='Pick Lists'!$C$273,VLOOKUP(VLOOKUP(CountryInput,'Country Parameters'!$B$4:$J$198,9,FALSE),'Grid EFs'!$B$4:$BR$9,D413,FALSE),0))","v":0},null,null,null,null,null,null,null,null,null,null,null,{"$f":"AND($T$398,F413<=YearImpact,F413>=AdoptionYear)","v":false}]
[null,null,null,15,null,2025,null,{"$f":"IF(OR($H$396='Pick Lists'!$C$272,$H$396='Pick Lists'!$C$270),VLOOKUP(CountryInput,'Country Parameters'!$B$4:$DJ$198,D414,FALSE),IF($H$396='Pick Lists'!$C$273,VLOOKUP(VLOOKUP(CountryInput,'Country Parameters'!$B$4:$J$198,9,FALSE),'Grid EFs'!$B$4:$BR$9,D414,FALSE),0))","v":0},null,null,null,null,null,null,null,null,null,null,null,{"$f":"AND($T$398,F414<=YearImpact,F414>=AdoptionYear)","v":false}]
[null,null,null,16,null,2026,null,{"$f":"IF(OR($H$396='Pick Lists'!$C$272,$H$396='Pick Lists'!$C$270),VLOOKUP(CountryInput,'Country Parameters'!$B$4:$DJ$198,D415,FALSE),IF($H$396='Pick Lists'!$C$273,VLOOKUP(VLOOKUP(CountryInput,'Country Parameters'!$B$4:$J$198,9,FALSE),'Grid EFs'!$B$4:$BR$9,D415,FALSE),0))","v":0},null,null,null,null,null,null,null,null,null,null,null,{"$f":"AND($T$398,F415<=YearImpact,F415>=AdoptionYear)","v":false}]
[null,null,null,17,null,2027,null,{"$f":"IF(OR($H$396='Pick Lists'!$C$272,$H$396='Pick Lists'!$C$270),VLOOKUP(CountryInput,'Country Parameters'!$B$4:$DJ$198,D416,FALSE),IF($H$396='Pick Lists'!$C$273,VLOOKUP(VLOOKUP(CountryInput,'Country Parameters'!$B$4:$J$198,9,FALSE),'Grid EFs'!$B$4:$BR$9,D416,FALSE),0))","v":0},null,null,null,null,null,null,null,null,null,null,null,{"$f":"AND($T$398,F416<=YearImpact,F416>=AdoptionYear)","v":false}]
[null,null,null,18,null,2028,null,{"$f":"IF(OR($H$396='Pick Lists'!$C$272,$H$396='Pick Lists'!$C$270),VLOOKUP(CountryInput,'Country Parameters'!$B$4:$DJ$198,D417,FALSE),IF($H$396='Pick Lists'!$C$273,VLOOKUP(VLOOKUP(CountryInput,'Country Parameters'!$B$4:$J$198,9,FALSE),'Grid EFs'!$B$4:$BR$9,D417,FALSE),0))","v":0},null,null,null,null,null,null,null,null,null,null,null,{"$f":"AND($T$398,F417<=YearImpact,F417>=AdoptionYear)","v":false}]
[null,null,null,19,null,2029,null,{"$f":"IF(OR($H$396='Pick Lists'!$C$272,$H$396='Pick Lists'!$C$270),VLOOKUP(CountryInput,'Country Parameters'!$B$4:$DJ$198,D418,FALSE),IF($H$396='Pick Lists'!$C$273,VLOOKUP(VLOOKUP(CountryInput,'Country Parameters'!$B$4:$J$198,9,FALSE),'Grid EFs'!$B$4:$BR$9,D418,FALSE),0))","v":0},null,null,null,null,null,null,null,null,null,null,null,{"$f":"AND($T$398,F418<=YearImpact,F418>=AdoptionYear)","v":false}]
[null,null,null,20,null,2030,null,{"$f":"IF(OR($H$396='Pick Lists'!$C$272,$H$396='Pick Lists'!$C$270),VLOOKUP(CountryInput,'Country Parameters'!$B$4:$DJ$198,D419,FALSE),IF($H$396='Pick Lists'!$C$273,VLOOKUP(VLOOKUP(CountryInput,'Country Parameters'!$B$4:$J$198,9,FALSE),'Grid EFs'!$B$4:$BR$9,D419,FALSE),0))","v":0},null,null,null,null,null,null,null,null,null,null,null,{"$f":"AND($T$398,F419<=YearImpact,F419>=AdoptionYear)","v":false}]
[null,null,null,21,null,2031,null,{"$f":"IF(OR($H$396='Pick Lists'!$C$272,$H$396='Pick Lists'!$C$270),VLOOKUP(CountryInput,'Country Parameters'!$B$4:$DJ$198,D420,FALSE),IF($H$396='Pick Lists'!$C$273,VLOOKUP(VLOOKUP(CountryInput,'Country Parameters'!$B$4:$J$198,9,FALSE),'Grid EFs'!$B$4:$BR$9,D420,FALSE),0))","v":0},null,null,null,null,null,null,null,null,null,null,null,{"$f":"AND($T$398,F420<=YearImpact,F420>=AdoptionYear)","v":false}]
[null,null,null,{"$f":"D420+1","v":22},null,{"$f":"F420+1","v":2032},null,{"$f":"IF(OR($H$396='Pick Lists'!$C$272,$H$396='Pick Lists'!$C$270),VLOOKUP(CountryInput,'Country Parameters'!$B$4:$DJ$198,D421,FALSE),IF($H$396='Pick Lists'!$C$273,VLOOKUP(VLOOKUP(CountryInput,'Country Parameters'!$B$4:$J$198,9,FALSE),'Grid EFs'!$B$4:$BR$9,D421,FALSE),0))","v":0},null,null,null,null,null,null,null,null,null,null,null,{"$f":"AND($T$398,F421<=YearImpact,F421>=AdoptionYear)","v":false}]
[null,null,null,{"$f":"D421+1","v":23},null,{"$f":"F421+1","v":2033},null,{"$f":"IF(OR($H$396='Pick Lists'!$C$272,$H$396='Pick Lists'!$C$270),VLOOKUP(CountryInput,'Country Parameters'!$B$4:$DJ$198,D422,FALSE),IF($H$396='Pick Lists'!$C$273,VLOOKUP(VLOOKUP(CountryInput,'Country Parameters'!$B$4:$J$198,9,FALSE),'Grid EFs'!$B$4:$BR$9,D422,FALSE),0))","v":0},null,null,null,null,null,null,null,null,null,null,null,{"$f":"AND($T$398,F422<=YearImpact,F422>=AdoptionYear)","v":false}]
[null,null,null,{"$f":"D422+1","v":24},null,2034,null,{"$f":"IF(OR($H$396='Pick Lists'!$C$272,$H$396='Pick Lists'!$C$270),VLOOKUP(CountryInput,'Country Parameters'!$B$4:$DJ$198,D423,FALSE),IF($H$396='Pick Lists'!$C$273,VLOOKUP(VLOOKUP(CountryInput,'Country Parameters'!$B$4:$J$198,9,FALSE),'Grid EFs'!$B$4:$BR$9,D423,FALSE),0))","v":0},null,null,null,null,null,null,null,null,null,null,null,{"$f":"AND($T$398,F423<=YearImpact,F423>=AdoptionYear)","v":false}]
[null,null,null,25,null,2035,null,{"$f":"IF(OR($H$396='Pick Lists'!$C$272,$H$396='Pick Lists'!$C$270),VLOOKUP(CountryInput,'Country Parameters'!$B$4:$DJ$198,D424,FALSE),IF($H$396='Pick Lists'!$C$273,VLOOKUP(VLOOKUP(CountryInput,'Country Parameters'!$B$4:$J$198,9,FALSE),'Grid EFs'!$B$4:$BR$9,D424,FALSE),0))","v":0},null,null,null,null,null,null,null,null,null,null,null,{"$f":"AND($T$398,F424<=YearImpact,F424>=AdoptionYear)","v":false}]
[null,null,null,26,null,2036,null,{"$f":"IF(OR($H$396='Pick Lists'!$C$272,$H$396='Pick Lists'!$C$270),VLOOKUP(CountryInput,'Country Parameters'!$B$4:$DJ$198,D425,FALSE),IF($H$396='Pick Lists'!$C$273,VLOOKUP(VLOOKUP(CountryInput,'Country Parameters'!$B$4:$J$198,9,FALSE),'Grid EFs'!$B$4:$BR$9,D425,FALSE),0))","v":0},null,null,null,null,null,null,null,null,null,null,null,{"$f":"AND($T$398,F425<=YearImpact,F425>=AdoptionYear)","v":false}]
[null,null,null,27,null,2037,null,{"$f":"IF(OR($H$396='Pick Lists'!$C$272,$H$396='Pick Lists'!$C$270),VLOOKUP(CountryInput,'Country Parameters'!$B$4:$DJ$198,D426,FALSE),IF($H$396='Pick Lists'!$C$273,VLOOKUP(VLOOKUP(CountryInput,'Country Parameters'!$B$4:$J$198,9,FALSE),'Grid EFs'!$B$4:$BR$9,D426,FALSE),0))","v":0},null,null,null,null,null,null,null,null,null,null,null,{"$f":"AND($T$398,F426<=YearImpact,F426>=AdoptionYear)","v":false}]
[null,null,null,28,null,2038,null,{"$f":"IF(OR($H$396='Pick Lists'!$C$272,$H$396='Pick Lists'!$C$270),VLOOKUP(CountryInput,'Country Parameters'!$B$4:$DJ$198,D427,FALSE),IF($H$396='Pick Lists'!$C$273,VLOOKUP(VLOOKUP(CountryInput,'Country Parameters'!$B$4:$J$198,9,FALSE),'Grid EFs'!$B$4:$BR$9,D427,FALSE),0))","v":0},null,null,null,null,null,null,null,null,null,null,null,{"$f":"AND($T$398,F427<=YearImpact,F427>=AdoptionYear)","v":false}]
[null,null,null,29,null,2039,null,{"$f":"IF(OR($H$396='Pick Lists'!$C$272,$H$396='Pick Lists'!$C$270),VLOOKUP(CountryInput,'Country Parameters'!$B$4:$DJ$198,D428,FALSE),IF($H$396='Pick Lists'!$C$273,VLOOKUP(VLOOKUP(CountryInput,'Country Parameters'!$B$4:$J$198,9,FALSE),'Grid EFs'!$B$4:$BR$9,D428,FALSE),0))","v":0},null,null,null,null,null,null,null,null,null,null,null,{"$f":"AND($T$398,F428<=YearImpact,F428>=AdoptionYear)","v":false}]
[null,null,null,30,null,2040,null,{"$f":"IF(OR($H$396='Pick Lists'!$C$272,$H$396='Pick Lists'!$C$270),VLOOKUP(CountryInput,'Country Parameters'!$B$4:$DJ$198,D429,FALSE),IF($H$396='Pick Lists'!$C$273,VLOOKUP(VLOOKUP(CountryInput,'Country Parameters'!$B$4:$J$198,9,FALSE),'Grid EFs'!$B$4:$BR$9,D429,FALSE),0))","v":0},null,null,null,null,null,null,null,null,null,null,null,{"$f":"AND($T$398,F429<=YearImpact,F429>=AdoptionYear)","v":false}]
[null,null,null,31,null,2041,null,{"$f":"IF(OR($H$396='Pick Lists'!$C$272,$H$396='Pick Lists'!$C$270),VLOOKUP(CountryInput,'Country Parameters'!$B$4:$DJ$198,D430,FALSE),IF($H$396='Pick Lists'!$C$273,VLOOKUP(VLOOKUP(CountryInput,'Country Parameters'!$B$4:$J$198,9,FALSE),'Grid EFs'!$B$4:$BR$9,D430,FALSE),0))","v":0},null,null,null,null,null,null,null,null,null,null,null,{"$f":"AND($T$398,F430<=YearImpact,F430>=AdoptionYear)","v":false}]
[null,null,null,32,null,2042,null,{"$f":"IF(OR($H$396='Pick Lists'!$C$272,$H$396='Pick Lists'!$C$270),VLOOKUP(CountryInput,'Country Parameters'!$B$4:$DJ$198,D431,FALSE),IF($H$396='Pick Lists'!$C$273,VLOOKUP(VLOOKUP(CountryInput,'Country Parameters'!$B$4:$J$198,9,FALSE),'Grid EFs'!$B$4:$BR$9,D431,FALSE),0))","v":0},null,null,null,null,null,null,null,null,null,null,null,{"$f":"AND($T$398,F431<=YearImpact,F431>=AdoptionYear)","v":false}]
[null,null,null,33,null,2043,null,{"$f":"IF(OR($H$396='Pick Lists'!$C$272,$H$396='Pick Lists'!$C$270),VLOOKUP(CountryInput,'Country Parameters'!$B$4:$DJ$198,D432,FALSE),IF($H$396='Pick Lists'!$C$273,VLOOKUP(VLOOKUP(CountryInput,'Country Parameters'!$B$4:$J$198,9,FALSE),'Grid EFs'!$B$4:$BR$9,D432,FALSE),0))","v":0},null,null,null,null,null,null,null,null,null,null,null,{"$f":"AND($T$398,F432<=YearImpact,F432>=AdoptionYear)","v":false}]
[null,null,null,34,null,2044,null,{"$f":"IF(OR($H$396='Pick Lists'!$C$272,$H$396='Pick Lists'!$C$270),VLOOKUP(CountryInput,'Country Parameters'!$B$4:$DJ$198,D433,FALSE),IF($H$396='Pick Lists'!$C$273,VLOOKUP(VLOOKUP(CountryInput,'Country Parameters'!$B$4:$J$198,9,FALSE),'Grid EFs'!$B$4:$BR$9,D433,FALSE),0))","v":0},null,null,null,null,null,null,null,null,null,null,null,{"$f":"AND($T$398,F433<=YearImpact,F433>=AdoptionYear)","v":false}]
[null,null,null,35,null,2045,null,{"$f":"IF(OR($H$396='Pick Lists'!$C$272,$H$396='Pick Lists'!$C$270),VLOOKUP(CountryInput,'Country Parameters'!$B$4:$DJ$198,D434,FALSE),IF($H$396='Pick Lists'!$C$273,VLOOKUP(VLOOKUP(CountryInput,'Country Parameters'!$B$4:$J$198,9,FALSE),'Grid EFs'!$B$4:$BR$9,D434,FALSE),0))","v":0},null,null,null,null,null,null,null,null,null,null,null,{"$f":"AND($T$398,F434<=YearImpact,F434>=AdoptionYear)","v":false}]
[null,null,null,36,null,2046,null,{"$f":"IF(OR($H$396='Pick Lists'!$C$272,$H$396='Pick Lists'!$C$270),VLOOKUP(CountryInput,'Country Parameters'!$B$4:$DJ$198,D435,FALSE),IF($H$396='Pick Lists'!$C$273,VLOOKUP(VLOOKUP(CountryInput,'Country Parameters'!$B$4:$J$198,9,FALSE),'Grid EFs'!$B$4:$BR$9,D435,FALSE),0))","v":0},null,null,null,null,null,null,null,null,null,null,null,{"$f":"AND($T$398,F435<=YearImpact,F435>=AdoptionYear)","v":false}]
[null,null,null,37,null,2047,null,{"$f":"IF(OR($H$396='Pick Lists'!$C$272,$H$396='Pick Lists'!$C$270),VLOOKUP(CountryInput,'Country Parameters'!$B$4:$DJ$198,D436,FALSE),IF($H$396='Pick Lists'!$C$273,VLOOKUP(VLOOKUP(CountryInput,'Country Parameters'!$B$4:$J$198,9,FALSE),'Grid EFs'!$B$4:$BR$9,D436,FALSE),0))","v":0},null,null,null,null,null,null,null,null,null,null,null,{"$f":"AND($T$398,F436<=YearImpact,F436>=AdoptionYear)","v":false}]
[null,null,null,38,null,2048,null,{"$f":"IF(OR($H$396='Pick Lists'!$C$272,$H$396='Pick Lists'!$C$270),VLOOKUP(CountryInput,'Country Parameters'!$B$4:$DJ$198,D437,FALSE),IF($H$396='Pick Lists'!$C$273,VLOOKUP(VLOOKUP(CountryInput,'Country Parameters'!$B$4:$J$198,9,FALSE),'Grid EFs'!$B$4:$BR$9,D437,FALSE),0))","v":0},null,null,null,null,null,null,null,null,null,null,null,{"$f":"AND($T$398,F437<=YearImpact,F437>=AdoptionYear)","v":false}]
[null,null,null,39,null,2049,null,{"$f":"IF(OR($H$396='Pick Lists'!$C$272,$H$396='Pick Lists'!$C$270),VLOOKUP(CountryInput,'Country Parameters'!$B$4:$DJ$198,D438,FALSE),IF($H$396='Pick Lists'!$C$273,VLOOKUP(VLOOKUP(CountryInput,'Country Parameters'!$B$4:$J$198,9,FALSE),'Grid EFs'!$B$4:$BR$9,D438,FALSE),0))","v":0},null,null,null,null,null,null,null,null,null,null,null,{"$f":"AND($T$398,F438<=YearImpact,F438>=AdoptionYear)","v":false}]
[null,null,null,40,null,2050,null,{"$f":"IF(OR($H$396='Pick Lists'!$C$272,$H$396='Pick Lists'!$C$270),VLOOKUP(CountryInput,'Country Parameters'!$B$4:$DJ$198,D439,FALSE),IF($H$396='Pick Lists'!$C$273,VLOOKUP(VLOOKUP(CountryInput,'Country Parameters'!$B$4:$J$198,9,FALSE),'Grid EFs'!$B$4:$BR$9,D439,FALSE),0))","v":0},null,null,null,null,null,null,null,null,null,null,null,{"$f":"AND($T$398,F439<=YearImpact,F439>=AdoptionYear)","v":false}]
[null,null,null,41,null,2051,null,{"$f":"IF(OR($H$396='Pick Lists'!$C$272,$H$396='Pick Lists'!$C$270),VLOOKUP(CountryInput,'Country Parameters'!$B$4:$DJ$198,D440,FALSE),IF($H$396='Pick Lists'!$C$273,VLOOKUP(VLOOKUP(CountryInput,'Country Parameters'!$B$4:$J$198,9,FALSE),'Grid EFs'!$B$4:$BR$9,D440,FALSE),0))","v":0},null,null,null,null,null,null,null,null,null,null,null,{"$f":"AND($T$398,F440<=YearImpact,F440>=AdoptionYear)","v":false}]
[null,null,null,42,null,2052,null,{"$f":"IF(OR($H$396='Pick Lists'!$C$272,$H$396='Pick Lists'!$C$270),VLOOKUP(CountryInput,'Country Parameters'!$B$4:$DJ$198,D441,FALSE),IF($H$396='Pick Lists'!$C$273,VLOOKUP(VLOOKUP(CountryInput,'Country Parameters'!$B$4:$J$198,9,FALSE),'Grid EFs'!$B$4:$BR$9,D441,FALSE),0))","v":0},null,null,null,null,null,null,null,null,null,null,null,{"$f":"AND($T$398,F441<=YearImpact,F441>=AdoptionYear)","v":false}]
[null,null,null,43,null,2053,null,{"$f":"IF(OR($H$396='Pick Lists'!$C$272,$H$396='Pick Lists'!$C$270),VLOOKUP(CountryInput,'Country Parameters'!$B$4:$DJ$198,D442,FALSE),IF($H$396='Pick Lists'!$C$273,VLOOKUP(VLOOKUP(CountryInput,'Country Parameters'!$B$4:$J$198,9,FALSE),'Grid EFs'!$B$4:$BR$9,D442,FALSE),0))","v":0},null,null,null,null,null,null,null,null,null,null,null,{"$f":"AND($T$398,F442<=YearImpact,F442>=AdoptionYear)","v":false}]
[null,null,null,44,null,2054,null,{"$f":"IF(OR($H$396='Pick Lists'!$C$272,$H$396='Pick Lists'!$C$270),VLOOKUP(CountryInput,'Country Parameters'!$B$4:$DJ$198,D443,FALSE),IF($H$396='Pick Lists'!$C$273,VLOOKUP(VLOOKUP(CountryInput,'Country Parameters'!$B$4:$J$198,9,FALSE),'Grid EFs'!$B$4:$BR$9,D443,FALSE),0))","v":0},null,null,null,null,null,null,null,null,null,null,null,{"$f":"AND($T$398,F443<=YearImpact,F443>=AdoptionYear)","v":false}]
[null,null,null,45,null,2055,null,{"$f":"IF(OR($H$396='Pick Lists'!$C$272,$H$396='Pick Lists'!$C$270),VLOOKUP(CountryInput,'Country Parameters'!$B$4:$DJ$198,D444,FALSE),IF($H$396='Pick Lists'!$C$273,VLOOKUP(VLOOKUP(CountryInput,'Country Parameters'!$B$4:$J$198,9,FALSE),'Grid EFs'!$B$4:$BR$9,D444,FALSE),0))","v":0},null,null,null,null,null,null,null,null,null,null,null,{"$f":"AND($T$398,F444<=YearImpact,F444>=AdoptionYear)","v":false}]
[null,null,null,46,null,2056,null,{"$f":"IF(OR($H$396='Pick Lists'!$C$272,$H$396='Pick Lists'!$C$270),VLOOKUP(CountryInput,'Country Parameters'!$B$4:$DJ$198,D445,FALSE),IF($H$396='Pick Lists'!$C$273,VLOOKUP(VLOOKUP(CountryInput,'Country Parameters'!$B$4:$J$198,9,FALSE),'Grid EFs'!$B$4:$BR$9,D445,FALSE),0))","v":0},null,null,null,null,null,null,null,null,null,null,null,{"$f":"AND($T$398,F445<=YearImpact,F445>=AdoptionYear)","v":false}]
[null,null,null,47,null,2057,null,{"$f":"IF(OR($H$396='Pick Lists'!$C$272,$H$396='Pick Lists'!$C$270),VLOOKUP(CountryInput,'Country Parameters'!$B$4:$DJ$198,D446,FALSE),IF($H$396='Pick Lists'!$C$273,VLOOKUP(VLOOKUP(CountryInput,'Country Parameters'!$B$4:$J$198,9,FALSE),'Grid EFs'!$B$4:$BR$9,D446,FALSE),0))","v":0},null,null,null,null,null,null,null,null,null,null,null,{"$f":"AND($T$398,F446<=YearImpact,F446>=AdoptionYear)","v":false}]
[null,null,null,48,null,2058,null,{"$f":"IF(OR($H$396='Pick Lists'!$C$272,$H$396='Pick Lists'!$C$270),VLOOKUP(CountryInput,'Country Parameters'!$B$4:$DJ$198,D447,FALSE),IF($H$396='Pick Lists'!$C$273,VLOOKUP(VLOOKUP(CountryInput,'Country Parameters'!$B$4:$J$198,9,FALSE),'Grid EFs'!$B$4:$BR$9,D447,FALSE),0))","v":0},null,null,null,null,null,null,null,null,null,null,null,{"$f":"AND($T$398,F447<=YearImpact,F447>=AdoptionYear)","v":false}]
[null,null,null,49,null,2059,null,{"$f":"IF(OR($H$396='Pick Lists'!$C$272,$H$396='Pick Lists'!$C$270),VLOOKUP(CountryInput,'Country Parameters'!$B$4:$DJ$198,D448,FALSE),IF($H$396='Pick Lists'!$C$273,VLOOKUP(VLOOKUP(CountryInput,'Country Parameters'!$B$4:$J$198,9,FALSE),'Grid EFs'!$B$4:$BR$9,D448,FALSE),0))","v":0},null,null,null,null,null,null,null,null,null,null,null,{"$f":"AND($T$398,F448<=YearImpact,F448>=AdoptionYear)","v":false}]
[null,null,null,50,null,2060,null,{"$f":"IF(OR($H$396='Pick Lists'!$C$272,$H$396='Pick Lists'!$C$270),VLOOKUP(CountryInput,'Country Parameters'!$B$4:$DJ$198,D449,FALSE),IF($H$396='Pick Lists'!$C$273,VLOOKUP(VLOOKUP(CountryInput,'Country Parameters'!$B$4:$J$198,9,FALSE),'Grid EFs'!$B$4:$BR$9,D449,FALSE),0))","v":0},null,null,null,null,null,null,null,null,null,null,null,{"$f":"AND($T$398,F449<=YearImpact,F449>=AdoptionYear)","v":false}]
[null,null,null,51,null,2061,null,{"$f":"IF(OR($H$396='Pick Lists'!$C$272,$H$396='Pick Lists'!$C$270),VLOOKUP(CountryInput,'Country Parameters'!$B$4:$DJ$198,D450,FALSE),IF($H$396='Pick Lists'!$C$273,VLOOKUP(VLOOKUP(CountryInput,'Country Parameters'!$B$4:$J$198,9,FALSE),'Grid EFs'!$B$4:$BR$9,D450,FALSE),0))","v":0},null,null,null,null,null,null,null,null,null,null,null,{"$f":"AND($T$398,F450<=YearImpact,F450>=AdoptionYear)","v":false}]
[null,null,null,52,null,2062,null,{"$f":"IF(OR($H$396='Pick Lists'!$C$272,$H$396='Pick Lists'!$C$270),VLOOKUP(CountryInput,'Country Parameters'!$B$4:$DJ$198,D451,FALSE),IF($H$396='Pick Lists'!$C$273,VLOOKUP(VLOOKUP(CountryInput,'Country Parameters'!$B$4:$J$198,9,FALSE),'Grid EFs'!$B$4:$BR$9,D451,FALSE),0))","v":0},null,null,null,null,null,null,null,null,null,null,null,{"$f":"AND($T$398,F451<=YearImpact,F451>=AdoptionYear)","v":false}]
[null,null,null,53,null,2063,null,{"$f":"IF(OR($H$396='Pick Lists'!$C$272,$H$396='Pick Lists'!$C$270),VLOOKUP(CountryInput,'Country Parameters'!$B$4:$DJ$198,D452,FALSE),IF($H$396='Pick Lists'!$C$273,VLOOKUP(VLOOKUP(CountryInput,'Country Parameters'!$B$4:$J$198,9,FALSE),'Grid EFs'!$B$4:$BR$9,D452,FALSE),0))","v":0},null,null,null,null,null,null,null,null,null,null,null,{"$f":"AND($T$398,F452<=YearImpact,F452>=AdoptionYear)","v":false}]
[null,null,null,54,null,2064,null,{"$f":"IF(OR($H$396='Pick Lists'!$C$272,$H$396='Pick Lists'!$C$270),VLOOKUP(CountryInput,'Country Parameters'!$B$4:$DJ$198,D453,FALSE),IF($H$396='Pick Lists'!$C$273,VLOOKUP(VLOOKUP(CountryInput,'Country Parameters'!$B$4:$J$198,9,FALSE),'Grid EFs'!$B$4:$BR$9,D453,FALSE),0))","v":0},null,null,null,null,null,null,null,null,null,null,null,{"$f":"AND($T$398,F453<=YearImpact,F453>=AdoptionYear)","v":false}]
[null,null,null,55,null,2065,null,{"$f":"IF(OR($H$396='Pick Lists'!$C$272,$H$396='Pick Lists'!$C$270),VLOOKUP(CountryInput,'Country Parameters'!$B$4:$DJ$198,D454,FALSE),IF($H$396='Pick Lists'!$C$273,VLOOKUP(VLOOKUP(CountryInput,'Country Parameters'!$B$4:$J$198,9,FALSE),'Grid EFs'!$B$4:$BR$9,D454,FALSE),0))","v":0},null,null,null,null,null,null,null,null,null,null,null,{"$f":"AND($T$398,F454<=YearImpact,F454>=AdoptionYear)","v":false}]
[null,null,null,56,null,2066,null,{"$f":"IF(OR($H$396='Pick Lists'!$C$272,$H$396='Pick Lists'!$C$270),VLOOKUP(CountryInput,'Country Parameters'!$B$4:$DJ$198,D455,FALSE),IF($H$396='Pick Lists'!$C$273,VLOOKUP(VLOOKUP(CountryInput,'Country Parameters'!$B$4:$J$198,9,FALSE),'Grid EFs'!$B$4:$BR$9,D455,FALSE),0))","v":0},null,null,null,null,null,null,null,null,null,null,null,{"$f":"AND($T$398,F455<=YearImpact,F455>=AdoptionYear)","v":false}]
[null,null,null,57,null,2067,null,{"$f":"IF(OR($H$396='Pick Lists'!$C$272,$H$396='Pick Lists'!$C$270),VLOOKUP(CountryInput,'Country Parameters'!$B$4:$DJ$198,D456,FALSE),IF($H$396='Pick Lists'!$C$273,VLOOKUP(VLOOKUP(CountryInput,'Country Parameters'!$B$4:$J$198,9,FALSE),'Grid EFs'!$B$4:$BR$9,D456,FALSE),0))","v":0},null,null,null,null,null,null,null,null,null,null,null,{"$f":"AND($T$398,F456<=YearImpact,F456>=AdoptionYear)","v":false}]
[null,null,null,58,null,2068,null,{"$f":"IF(OR($H$396='Pick Lists'!$C$272,$H$396='Pick Lists'!$C$270),VLOOKUP(CountryInput,'Country Parameters'!$B$4:$DJ$198,D457,FALSE),IF($H$396='Pick Lists'!$C$273,VLOOKUP(VLOOKUP(CountryInput,'Country Parameters'!$B$4:$J$198,9,FALSE),'Grid EFs'!$B$4:$BR$9,D457,FALSE),0))","v":0},null,null,null,null,null,null,null,null,null,null,null,{"$f":"AND($T$398,F457<=YearImpact,F457>=AdoptionYear)","v":false}]
[null,null,null,59,null,2069,null,{"$f":"IF(OR($H$396='Pick Lists'!$C$272,$H$396='Pick Lists'!$C$270),VLOOKUP(CountryInput,'Country Parameters'!$B$4:$DJ$198,D458,FALSE),IF($H$396='Pick Lists'!$C$273,VLOOKUP(VLOOKUP(CountryInput,'Country Parameters'!$B$4:$J$198,9,FALSE),'Grid EFs'!$B$4:$BR$9,D458,FALSE),0))","v":0},null,null,null,null,null,null,null,null,null,null,null,{"$f":"AND($T$398,F458<=YearImpact,F458>=AdoptionYear)","v":false}]
[null,null,null,60,null,2070,null,{"$f":"IF(OR($H$396='Pick Lists'!$C$272,$H$396='Pick Lists'!$C$270),VLOOKUP(CountryInput,'Country Parameters'!$B$4:$DJ$198,D459,FALSE),IF($H$396='Pick Lists'!$C$273,VLOOKUP(VLOOKUP(CountryInput,'Country Parameters'!$B$4:$J$198,9,FALSE),'Grid EFs'!$B$4:$BR$9,D459,FALSE),0))","v":0},null,null,null,null,null,null,null,null,null,null,null,{"$f":"AND($T$398,F459<=YearImpact,F459>=AdoptionYear)","v":false}]
[{"$f":"#REF!","v":{"$error":"#REF!"}},null,null,null,null,null,null,null,null,null,null,null,null,null,null,null,null,null,null,{"$f":"CalcTrigger=RenewableElectricity","v":false}]
[{"$f":"A460","v":{"$error":"#REF!"}},null,null,null,null,null,null,null,null,null,null,null,null,null,null,null,null,null,null,{"$f":"CalcTrigger=RenewableElectricity","v":false}]
[{"$f":"A461","v":{"$error":"#REF!"}},null,null,null,null,"Fuel Consumed in the Baseline",null,null,null,"Baseline Emission Factor",null,"Conversion",null,"Emission Reductions",null,null,null,null,null,{"$f":"elecreplfuelCalc='Pick Lists'!$B$51","v":false}]
[{"$f":"A462","v":{"$error":"#REF!"}},null,null,null,null,{"$f":"IF(J13='Pick Lists'!B67,IF(J21='Pick Lists'!B282,L25,L28),\"\")","v":""},null,{"$f":"IF(F463=\"\",\"\",\"GigaJoules (GJ)\")","v":""},null,"gCO₂e/GJ",null,"grams to metric tons",null,"tCO2e",null,null,null,null,null,{"$f":"elecreplfuelCalc='Pick Lists'!$B$51","v":false}]
[{"$f":"A463","v":{"$error":"#REF!"}},null,null,{"$f":"Start_Year","v":2010},null,{"$f":"IF($J$23='Pick Lists'!$B$265,J28,DataProjection!C14)","v":0},"=",{"$f":"IF(F464=\"\",\"\",F464*IF($F$463='Pick Lists'!$B$17,Conversions!$K$56,VLOOKUP(VLOOKUP($H$394,'Pick Lists'!$B$92:$C$146,2,FALSE),'Fuel EFs'!$B$7:$X$59,14+MATCH($F$463,'Pick Lists'!$B$17:$B$25,0),FALSE)))","v":{"$error":"#N/A"}},"×",{"$f":"'Data Input'!$H$373","v":0},"/",{"$f":"IF($H$393=\"\",\"\",Conversions!$D$81)","v":""},"=",{"$f":"IF(F464=\"\",\"\",H464*J464/L464)","v":{"$error":"#N/A"}},null,null,null,null,null,{"$f":"AND(elecreplfuelCalc='Pick Lists'!$B$51,D464<=YearImpact,D464>=AdoptionYear)","v":false}]
[null,null,null,{"$f":"D464+1","v":2011},null,{"$f":"IF($J$23='Pick Lists'!$B$265,J29,DataProjection!C15)","v":0},"=",{"$f":"IF(F465=\"\",\"\",F465*IF($F$463='Pick Lists'!$B$17,Conversions!$K$56,VLOOKUP(VLOOKUP($H$394,'Pick Lists'!$B$92:$C$146,2,FALSE),'Fuel EFs'!$B$7:$X$59,14+MATCH($F$463,'Pick Lists'!$B$17:$B$25,0),FALSE)))","v":{"$error":"#N/A"}},"×",{"$f":"'Data Input'!$H$373","v":0},"/",{"$f":"IF($H$393=\"\",\"\",Conversions!$D$81)","v":""},"=",{"$error":"#N/A"},null,null,null,null,null,{"$f":"AND(elecreplfuelCalc='Pick Lists'!$B$51,D465<=YearImpact,D465>=AdoptionYear)","v":false}]
[null,null,null,{"$f":"D465+1","v":2012},null,{"$f":"IF($J$23='Pick Lists'!$B$265,J30,DataProjection!C16)","v":0},"=",{"$f":"IF(F466=\"\",\"\",F466*IF($F$463='Pick Lists'!$B$17,Conversions!$K$56,VLOOKUP(VLOOKUP($H$394,'Pick Lists'!$B$92:$C$146,2,FALSE),'Fuel EFs'!$B$7:$X$59,14+MATCH($F$463,'Pick Lists'!$B$17:$B$25,0),FALSE)))","v":{"$error":"#N/A"}},"×",{"$f":"'Data Input'!$H$373","v":0},"/",{"$f":"IF($H$393=\"\",\"\",Conversions!$D$81)","v":""},"=",{"$error":"#N/A"},null,null,null,null,null,{"$f":"AND(elecreplfuelCalc='Pick Lists'!$B$51,D466<=YearImpact,D466>=AdoptionYear)","v":false}]
[null,null,null,2013,null,{"$f":"IF($J$23='Pick Lists'!$B$265,J31,DataProjection!C17)","v":0},"=",{"$f":"IF(F467=\"\",\"\",F467*IF($F$463='Pick Lists'!$B$17,Conversions!$K$56,VLOOKUP(VLOOKUP($H$394,'Pick Lists'!$B$92:$C$146,2,FALSE),'Fuel EFs'!$B$7:$X$59,14+MATCH($F$463,'Pick Lists'!$B$17:$B$25,0),FALSE)))","v":{"$error":"#N/A"}},"×",{"$f":"'Data Input'!$H$373","v":0},"/",{"$f":"IF($H$393=\"\",\"\",Conversions!$D$81)","v":""},"=",{"$error":"#N/A"},null,null,null,null,null,{"$f":"AND(elecreplfuelCalc='Pick Lists'!$B$51,D467<=YearImpact,D467>=AdoptionYear)","v":false}]
[null,null,null,2014,null,{"$f":"IF($J$23='Pick Lists'!$B$265,J32,DataProjection!C18)","v":0},"=",{"$f":"IF(F468=\"\",\"\",F468*IF($F$463='Pick Lists'!$B$17,Conversions!$K$56,VLOOKUP(VLOOKUP($H$394,'Pick Lists'!$B$92:$C$146,2,FALSE),'Fuel EFs'!$B$7:$X$59,14+MATCH($F$463,'Pick Lists'!$B$17:$B$25,0),FALSE)))","v":{"$error":"#N/A"}},"×",{"$f":"'Data Input'!$H$373","v":0},"/",{"$f":"IF($H$393=\"\",\"\",Conversions!$D$81)","v":""},"=",{"$error":"#N/A"},null,null,null,null,null,{"$f":"AND(elecreplfuelCalc='Pick Lists'!$B$51,D468<=YearImpact,D468>=AdoptionYear)","v":false}]
[null,null,null,2015,null,{"$f":"IF($J$23='Pick Lists'!$B$265,J33,DataProjection!C19)","v":0},"=",{"$f":"IF(F469=\"\",\"\",F469*IF($F$463='Pick Lists'!$B$17,Conversions!$K$56,VLOOKUP(VLOOKUP($H$394,'Pick Lists'!$B$92:$C$146,2,FALSE),'Fuel EFs'!$B$7:$X$59,14+MATCH($F$463,'Pick Lists'!$B$17:$B$25,0),FALSE)))","v":{"$error":"#N/A"}},"×",{"$f":"'Data Input'!$H$373","v":0},"/",{"$f":"IF($H$393=\"\",\"\",Conversions!$D$81)","v":""},"=",{"$error":"#N/A"},null,null,null,null,null,{"$f":"AND(elecreplfuelCalc='Pick Lists'!$B$51,D469<=YearImpact,D469>=AdoptionYear)","v":false}]
[null,null,null,2016,null,{"$f":"IF($J$23='Pick Lists'!$B$265,J34,DataProjection!C20)","v":0},"=",{"$f":"IF(F470=\"\",\"\",F470*IF($F$463='Pick Lists'!$B$17,Conversions!$K$56,VLOOKUP(VLOOKUP($H$394,'Pick Lists'!$B$92:$C$146,2,FALSE),'Fuel EFs'!$B$7:$X$59,14+MATCH($F$463,'Pick Lists'!$B$17:$B$25,0),FALSE)))","v":{"$error":"#N/A"}},"×",{"$f":"'Data Input'!$H$373","v":0},"/",{"$f":"IF($H$393=\"\",\"\",Conversions!$D$81)","v":""},"=",{"$error":"#N/A"},null,null,null,null,null,{"$f":"AND(elecreplfuelCalc='Pick Lists'!$B$51,D470<=YearImpact,D470>=AdoptionYear)","v":false}]
[null,null,null,2017,null,{"$f":"IF($J$23='Pick Lists'!$B$265,J35,DataProjection!C21)","v":0},"=",{"$f":"IF(F471=\"\",\"\",F471*IF($F$463='Pick Lists'!$B$17,Conversions!$K$56,VLOOKUP(VLOOKUP($H$394,'Pick Lists'!$B$92:$C$146,2,FALSE),'Fuel EFs'!$B$7:$X$59,14+MATCH($F$463,'Pick Lists'!$B$17:$B$25,0),FALSE)))","v":{"$error":"#N/A"}},"×",{"$f":"'Data Input'!$H$373","v":0},"/",{"$f":"IF($H$393=\"\",\"\",Conversions!$D$81)","v":""},"=",{"$error":"#N/A"},null,null,null,null,null,{"$f":"AND(elecreplfuelCalc='Pick Lists'!$B$51,D471<=YearImpact,D471>=AdoptionYear)","v":false}]
[null,null,null,2018,null,{"$f":"IF($J$23='Pick Lists'!$B$265,J36,DataProjection!C22)","v":0},"=",{"$f":"IF(F472=\"\",\"\",F472*IF($F$463='Pick Lists'!$B$17,Conversions!$K$56,VLOOKUP(VLOOKUP($H$394,'Pick Lists'!$B$92:$C$146,2,FALSE),'Fuel EFs'!$B$7:$X$59,14+MATCH($F$463,'Pick Lists'!$B$17:$B$25,0),FALSE)))","v":{"$error":"#N/A"}},"×",{"$f":"'Data Input'!$H$373","v":0},"/",{"$f":"IF($H$393=\"\",\"\",Conversions!$D$81)","v":""},"=",{"$error":"#N/A"},null,null,null,null,null,{"$f":"AND(elecreplfuelCalc='Pick Lists'!$B$51,D472<=YearImpact,D472>=AdoptionYear)","v":false}]
[null,null,null,2019,null,{"$f":"IF($J$23='Pick Lists'!$B$265,J37,DataProjection!C23)","v":0},"=",{"$f":"IF(F473=\"\",\"\",F473*IF($F$463='Pick Lists'!$B$17,Conversions!$K$56,VLOOKUP(VLOOKUP($H$394,'Pick Lists'!$B$92:$C$146,2,FALSE),'Fuel EFs'!$B$7:$X$59,14+MATCH($F$463,'Pick Lists'!$B$17:$B$25,0),FALSE)))","v":{"$error":"#N/A"}},"×",{"$f":"'Data Input'!$H$373","v":0},"/",{"$f":"IF($H$393=\"\",\"\",Conversions!$D$81)","v":""},"=",{"$error":"#N/A"},null,null,null,null,null,{"$f":"AND(elecreplfuelCalc='Pick Lists'!$B$51,D473<=YearImpact,D473>=AdoptionYear)","v":false}]
[null,null,null,2020,null,{"$f":"IF($J$23='Pick Lists'!$B$265,J38,DataProjection!C24)","v":0},"=",{"$f":"IF(F474=\"\",\"\",F474*IF($F$463='Pick Lists'!$B$17,Conversions!$K$56,VLOOKUP(VLOOKUP($H$394,'Pick Lists'!$B$92:$C$146,2,FALSE),'Fuel EFs'!$B$7:$X$59,14+MATCH($F$463,'Pick Lists'!$B$17:$B$25,0),FALSE)))","v":{"$error":"#N/A"}},"×",{"$f":"'Data Input'!$H$373","v":0},"/",{"$f":"IF($H$393=\"\",\"\",Conversions!$D$81)","v":""},"=",{"$error":"#N/A"},null,null,null,null,null,{"$f":"AND(elecreplfuelCalc='Pick Lists'!$B$51,D474<=YearImpact,D474>=AdoptionYear)","v":false}]
[null,null,null,2021,null,{"$f":"IF($J$23='Pick Lists'!$B$265,J39,DataProjection!C25)","v":0},"=",{"$f":"IF(F475=\"\",\"\",F475*IF($F$463='Pick Lists'!$B$17,Conversions!$K$56,VLOOKUP(VLOOKUP($H$394,'Pick Lists'!$B$92:$C$146,2,FALSE),'Fuel EFs'!$B$7:$X$59,14+MATCH($F$463,'Pick Lists'!$B$17:$B$25,0),FALSE)))","v":{"$error":"#N/A"}},"×",{"$f":"'Data Input'!$H$373","v":0},"/",{"$f":"IF($H$393=\"\",\"\",Conversions!$D$81)","v":""},"=",{"$error":"#N/A"},null,null,null,null,null,{"$f":"AND(elecreplfuelCalc='Pick Lists'!$B$51,D475<=YearImpact,D475>=AdoptionYear)","v":false}]
[null,null,null,2022,null,{"$f":"IF($J$23='Pick Lists'!$B$265,J40,DataProjection!C26)","v":0},"=",{"$f":"IF(F476=\"\",\"\",F476*IF($F$463='Pick Lists'!$B$17,Conversions!$K$56,VLOOKUP(VLOOKUP($H$394,'Pick Lists'!$B$92:$C$146,2,FALSE),'Fuel EFs'!$B$7:$X$59,14+MATCH($F$463,'Pick Lists'!$B$17:$B$25,0),FALSE)))","v":{"$error":"#N/A"}},"×",{"$f":"'Data Input'!$H$373","v":0},"/",{"$f":"IF($H$393=\"\",\"\",Conversions!$D$81)","v":""},"=",{"$error":"#N/A"},null,null,null,null,null,{"$f":"AND(elecreplfuelCalc='Pick Lists'!$B$51,D476<=YearImpact,D476>=AdoptionYear)","v":false}]
[null,null,null,2023,null,{"$f":"IF($J$23='Pick Lists'!$B$265,J41,DataProjection!C27)","v":0},"=",{"$f":"IF(F477=\"\",\"\",F477*IF($F$463='Pick Lists'!$B$17,Conversions!$K$56,VLOOKUP(VLOOKUP($H$394,'Pick Lists'!$B$92:$C$146,2,FALSE),'Fuel EFs'!$B$7:$X$59,14+MATCH($F$463,'Pick Lists'!$B$17:$B$25,0),FALSE)))","v":{"$error":"#N/A"}},"×",{"$f":"'Data Input'!$H$373","v":0},"/",{"$f":"IF($H$393=\"\",\"\",Conversions!$D$81)","v":""},"=",{"$error":"#N/A"},null,null,null,null,null,{"$f":"AND(elecreplfuelCalc='Pick Lists'!$B$51,D477<=YearImpact,D477>=AdoptionYear)","v":false}]
[null,null,null,2024,null,{"$f":"IF($J$23='Pick Lists'!$B$265,J42,DataProjection!C28)","v":0},"=",{"$f":"IF(F478=\"\",\"\",F478*IF($F$463='Pick Lists'!$B$17,Conversions!$K$56,VLOOKUP(VLOOKUP($H$394,'Pick Lists'!$B$92:$C$146,2,FALSE),'Fuel EFs'!$B$7:$X$59,14+MATCH($F$463,'Pick Lists'!$B$17:$B$25,0),FALSE)))","v":{"$error":"#N/A"}},"×",{"$f":"'Data Input'!$H$373","v":0},"/",{"$f":"IF($H$393=\"\",\"\",Conversions!$D$81)","v":""},"=",{"$error":"#N/A"},null,null,null,null,null,{"$f":"AND(elecreplfuelCalc='Pick Lists'!$B$51,D478<=YearImpact,D478>=AdoptionYear)","v":false}]
[null,null,null,2025,null,{"$f":"IF($J$23='Pick Lists'!$B$265,J43,DataProjection!C29)","v":0},"=",{"$f":"IF(F479=\"\",\"\",F479*IF($F$463='Pick Lists'!$B$17,Conversions!$K$56,VLOOKUP(VLOOKUP($H$394,'Pick Lists'!$B$92:$C$146,2,FALSE),'Fuel EFs'!$B$7:$X$59,14+MATCH($F$463,'Pick Lists'!$B$17:$B$25,0),FALSE)))","v":{"$error":"#N/A"}},"×",{"$f":"'Data Input'!$H$373","v":0},"/",{"$f":"IF($H$393=\"\",\"\",Conversions!$D$81)","v":""},"=",{"$error":"#N/A"},null,null,null,null,null,{"$f":"AND(elecreplfuelCalc='Pick Lists'!$B$51,D479<=YearImpact,D479>=AdoptionYear)","v":false}]
[null,null,null,2026,null,{"$f":"IF($J$23='Pick Lists'!$B$265,J44,DataProjection!C30)","v":0},"=",{"$f":"IF(F480=\"\",\"\",F480*IF($F$463='Pick Lists'!$B$17,Conversions!$K$56,VLOOKUP(VLOOKUP($H$394,'Pick Lists'!$B$92:$C$146,2,FALSE),'Fuel EFs'!$B$7:$X$59,14+MATCH($F$463,'Pick Lists'!$B$17:$B$25,0),FALSE)))","v":{"$error":"#N/A"}},"×",{"$f":"'Data Input'!$H$373","v":0},"/",{"$f":"IF($H$393=\"\",\"\",Conversions!$D$81)","v":""},"=",{"$error":"#N/A"},null,null,null,null,null,{"$f":"AND(elecreplfuelCalc='Pick Lists'!$B$51,D480<=YearImpact,D480>=AdoptionYear)","v":false}]
[null,null,null,2027,null,{"$f":"IF($J$23='Pick Lists'!$B$265,J45,DataProjection!C31)","v":0},"=",{"$f":"IF(F481=\"\",\"\",F481*IF($F$463='Pick Lists'!$B$17,Conversions!$K$56,VLOOKUP(VLOOKUP($H$394,'Pick Lists'!$B$92:$C$146,2,FALSE),'Fuel EFs'!$B$7:$X$59,14+MATCH($F$463,'Pick Lists'!$B$17:$B$25,0),FALSE)))","v":{"$error":"#N/A"}},"×",{"$f":"'Data Input'!$H$373","v":0},"/",{"$f":"IF($H$393=\"\",\"\",Conversions!$D$81)","v":""},"=",{"$error":"#N/A"},null,null,null,null,null,{"$f":"AND(elecreplfuelCalc='Pick Lists'!$B$51,D481<=YearImpact,D481>=AdoptionYear)","v":false}]
[null,null,null,2028,null,{"$f":"IF($J$23='Pick Lists'!$B$265,J46,DataProjection!C32)","v":0},"=",{"$f":"IF(F482=\"\",\"\",F482*IF($F$463='Pick Lists'!$B$17,Conversions!$K$56,VLOOKUP(VLOOKUP($H$394,'Pick Lists'!$B$92:$C$146,2,FALSE),'Fuel EFs'!$B$7:$X$59,14+MATCH($F$463,'Pick Lists'!$B$17:$B$25,0),FALSE)))","v":{"$error":"#N/A"}},"×",{"$f":"'Data Input'!$H$373","v":0},"/",{"$f":"IF($H$393=\"\",\"\",Conversions!$D$81)","v":""},"=",{"$error":"#N/A"},null,null,null,null,null,{"$f":"AND(elecreplfuelCalc='Pick Lists'!$B$51,D482<=YearImpact,D482>=AdoptionYear)","v":false}]
[null,null,null,2029,null,{"$f":"IF($J$23='Pick Lists'!$B$265,J47,DataProjection!C33)","v":0},"=",{"$f":"IF(F483=\"\",\"\",F483*IF($F$463='Pick Lists'!$B$17,Conversions!$K$56,VLOOKUP(VLOOKUP($H$394,'Pick Lists'!$B$92:$C$146,2,FALSE),'Fuel EFs'!$B$7:$X$59,14+MATCH($F$463,'Pick Lists'!$B$17:$B$25,0),FALSE)))","v":{"$error":"#N/A"}},"×",{"$f":"'Data Input'!$H$373","v":0},"/",{"$f":"IF($H$393=\"\",\"\",Conversions!$D$81)","v":""},"=",{"$error":"#N/A"},null,null,null,null,null,{"$f":"AND(elecreplfuelCalc='Pick Lists'!$B$51,D483<=YearImpact,D483>=AdoptionYear)","v":false}]
[null,null,null,2030,null,{"$f":"IF($J$23='Pick Lists'!$B$265,J48,DataProjection!C34)","v":0},"=",{"$f":"IF(F484=\"\",\"\",F484*IF($F$463='Pick Lists'!$B$17,Conversions!$K$56,VLOOKUP(VLOOKUP($H$394,'Pick Lists'!$B$92:$C$146,2,FALSE),'Fuel EFs'!$B$7:$X$59,14+MATCH($F$463,'Pick Lists'!$B$17:$B$25,0),FALSE)))","v":{"$error":"#N/A"}},"×",{"$f":"'Data Input'!$H$373","v":0},"/",{"$f":"IF($H$393=\"\",\"\",Conversions!$D$81)","v":""},"=",{"$error":"#N/A"},null,null,null,null,null,{"$f":"AND(elecreplfuelCalc='Pick Lists'!$B$51,D484<=YearImpact,D484>=AdoptionYear)","v":false}]
[null,null,null,{"$f":"D484+1","v":2031},null,{"$f":"IF($J$23='Pick Lists'!$B$265,J49,DataProjection!C35)","v":0},"=",{"$f":"IF(F485=\"\",\"\",F485*IF($F$463='Pick Lists'!$B$17,Conversions!$K$56,VLOOKUP(VLOOKUP($H$394,'Pick Lists'!$B$92:$C$146,2,FALSE),'Fuel EFs'!$B$7:$X$59,14+MATCH($F$463,'Pick Lists'!$B$17:$B$25,0),FALSE)))","v":{"$error":"#N/A"}},"×",{"$f":"'Data Input'!$H$373","v":0},"/",{"$f":"IF($H$393=\"\",\"\",Conversions!$D$81)","v":""},"=",{"$f":"IF(F485=\"\",\"\",H485*J485/L485)","v":{"$error":"#N/A"}},null,null,null,null,null,{"$f":"AND(elecreplfuelCalc='Pick Lists'!$B$51,D485<=YearImpact,D485>=AdoptionYear)","v":false}]
[null,null,null,2032,null,{"$f":"IF($J$23='Pick Lists'!$B$265,J50,DataProjection!C36)","v":0},"=",{"$f":"IF(F486=\"\",\"\",F486*IF($F$463='Pick Lists'!$B$17,Conversions!$K$56,VLOOKUP(VLOOKUP($H$394,'Pick Lists'!$B$92:$C$146,2,FALSE),'Fuel EFs'!$B$7:$X$59,14+MATCH($F$463,'Pick Lists'!$B$17:$B$25,0),FALSE)))","v":{"$error":"#N/A"}},"×",{"$f":"'Data Input'!$H$373","v":0},"/",{"$f":"IF($H$393=\"\",\"\",Conversions!$D$81)","v":""},"=",{"$error":"#N/A"},null,null,null,null,null,{"$f":"AND(elecreplfuelCalc='Pick Lists'!$B$51,D486<=YearImpact,D486>=AdoptionYear)","v":false}]
[null,null,null,2033,null,{"$f":"IF($J$23='Pick Lists'!$B$265,J51,DataProjection!C37)","v":0},"=",{"$f":"IF(F487=\"\",\"\",F487*IF($F$463='Pick Lists'!$B$17,Conversions!$K$56,VLOOKUP(VLOOKUP($H$394,'Pick Lists'!$B$92:$C$146,2,FALSE),'Fuel EFs'!$B$7:$X$59,14+MATCH($F$463,'Pick Lists'!$B$17:$B$25,0),FALSE)))","v":{"$error":"#N/A"}},"×",{"$f":"'Data Input'!$H$373","v":0},"/",{"$f":"IF($H$393=\"\",\"\",Conversions!$D$81)","v":""},"=",{"$error":"#N/A"},null,null,null,null,null,{"$f":"AND(elecreplfuelCalc='Pick Lists'!$B$51,D487<=YearImpact,D487>=AdoptionYear)","v":false}]
[null,null,null,2034,null,{"$f":"IF($J$23='Pick Lists'!$B$265,J52,DataProjection!C38)","v":0},"=",{"$f":"IF(F488=\"\",\"\",F488*IF($F$463='Pick Lists'!$B$17,Conversions!$K$56,VLOOKUP(VLOOKUP($H$394,'Pick Lists'!$B$92:$C$146,2,FALSE),'Fuel EFs'!$B$7:$X$59,14+MATCH($F$463,'Pick Lists'!$B$17:$B$25,0),FALSE)))","v":{"$error":"#N/A"}},"×",{"$f":"'Data Input'!$H$373","v":0},"/",{"$f":"IF($H$393=\"\",\"\",Conversions!$D$81)","v":""},"=",{"$error":"#N/A"},null,null,null,null,null,{"$f":"AND(elecreplfuelCalc='Pick Lists'!$B$51,D488<=YearImpact,D488>=AdoptionYear)","v":false}]
[null,null,null,2035,null,{"$f":"IF($J$23='Pick Lists'!$B$265,J53,DataProjection!C39)","v":0},"=",{"$f":"IF(F489=\"\",\"\",F489*IF($F$463='Pick Lists'!$B$17,Conversions!$K$56,VLOOKUP(VLOOKUP($H$394,'Pick Lists'!$B$92:$C$146,2,FALSE),'Fuel EFs'!$B$7:$X$59,14+MATCH($F$463,'Pick Lists'!$B$17:$B$25,0),FALSE)))","v":{"$error":"#N/A"}},"×",{"$f":"'Data Input'!$H$373","v":0},"/",{"$f":"IF($H$393=\"\",\"\",Conversions!$D$81)","v":""},"=",{"$error":"#N/A"},null,null,null,null,null,{"$f":"AND(elecreplfuelCalc='Pick Lists'!$B$51,D489<=YearImpact,D489>=AdoptionYear)","v":false}]
[null,null,null,2036,null,{"$f":"IF($J$23='Pick Lists'!$B$265,J54,DataProjection!C40)","v":0},"=",{"$f":"IF(F490=\"\",\"\",F490*IF($F$463='Pick Lists'!$B$17,Conversions!$K$56,VLOOKUP(VLOOKUP($H$394,'Pick Lists'!$B$92:$C$146,2,FALSE),'Fuel EFs'!$B$7:$X$59,14+MATCH($F$463,'Pick Lists'!$B$17:$B$25,0),FALSE)))","v":{"$error":"#N/A"}},"×",{"$f":"'Data Input'!$H$373","v":0},"/",{"$f":"IF($H$393=\"\",\"\",Conversions!$D$81)","v":""},"=",{"$error":"#N/A"},null,null,null,null,null,{"$f":"AND(elecreplfuelCalc='Pick Lists'!$B$51,D490<=YearImpact,D490>=AdoptionYear)","v":false}]
[null,null,null,2037,null,{"$f":"IF($J$23='Pick Lists'!$B$265,J55,DataProjection!C41)","v":0},"=",{"$f":"IF(F491=\"\",\"\",F491*IF($F$463='Pick Lists'!$B$17,Conversions!$K$56,VLOOKUP(VLOOKUP($H$394,'Pick Lists'!$B$92:$C$146,2,FALSE),'Fuel EFs'!$B$7:$X$59,14+MATCH($F$463,'Pick Lists'!$B$17:$B$25,0),FALSE)))","v":{"$error":"#N/A"}},"×",{"$f":"'Data Input'!$H$373","v":0},"/",{"$f":"IF($H$393=\"\",\"\",Conversions!$D$81)","v":""},"=",{"$error":"#N/A"},null,null,null,null,null,{"$f":"AND(elecreplfuelCalc='Pick Lists'!$B$51,D491<=YearImpact,D491>=AdoptionYear)","v":false}]
[null,null,null,2038,null,{"$f":"IF($J$23='Pick Lists'!$B$265,J56,DataProjection!C42)","v":0},"=",{"$f":"IF(F492=\"\",\"\",F492*IF($F$463='Pick Lists'!$B$17,Conversions!$K$56,VLOOKUP(VLOOKUP($H$394,'Pick Lists'!$B$92:$C$146,2,FALSE),'Fuel EFs'!$B$7:$X$59,14+MATCH($F$463,'Pick Lists'!$B$17:$B$25,0),FALSE)))","v":{"$error":"#N/A"}},"×",{"$f":"'Data Input'!$H$373","v":0},"/",{"$f":"IF($H$393=\"\",\"\",Conversions!$D$81)","v":""},"=",{"$error":"#N/A"},null,null,null,null,null,{"$f":"AND(elecreplfuelCalc='Pick Lists'!$B$51,D492<=YearImpact,D492>=AdoptionYear)","v":false}]
[null,null,null,2039,null,{"$f":"IF($J$23='Pick Lists'!$B$265,J57,DataProjection!C43)","v":0},"=",{"$f":"IF(F493=\"\",\"\",F493*IF($F$463='Pick Lists'!$B$17,Conversions!$K$56,VLOOKUP(VLOOKUP($H$394,'Pick Lists'!$B$92:$C$146,2,FALSE),'Fuel EFs'!$B$7:$X$59,14+MATCH($F$463,'Pick Lists'!$B$17:$B$25,0),FALSE)))","v":{"$error":"#N/A"}},"×",{"$f":"'Data Input'!$H$373","v":0},"/",{"$f":"IF($H$393=\"\",\"\",Conversions!$D$81)","v":""},"=",{"$error":"#N/A"},null,null,null,null,null,{"$f":"AND(elecreplfuelCalc='Pick Lists'!$B$51,D493<=YearImpact,D493>=AdoptionYear)","v":false}]
[null,null,null,2040,null,{"$f":"IF($J$23='Pick Lists'!$B$265,J58,DataProjection!C44)","v":0},"=",{"$f":"IF(F494=\"\",\"\",F494*IF($F$463='Pick Lists'!$B$17,Conversions!$K$56,VLOOKUP(VLOOKUP($H$394,'Pick Lists'!$B$92:$C$146,2,FALSE),'Fuel EFs'!$B$7:$X$59,14+MATCH($F$463,'Pick Lists'!$B$17:$B$25,0),FALSE)))","v":{"$error":"#N/A"}},"×",{"$f":"'Data Input'!$H$373","v":0},"/",{"$f":"IF($H$393=\"\",\"\",Conversions!$D$81)","v":""},"=",{"$error":"#N/A"},null,null,null,null,null,{"$f":"AND(elecreplfuelCalc='Pick Lists'!$B$51,D494<=YearImpact,D494>=AdoptionYear)","v":false}]
[null,null,null,2041,null,{"$f":"IF($J$23='Pick Lists'!$B$265,J59,DataProjection!C45)","v":0},"=",{"$f":"IF(F495=\"\",\"\",F495*IF($F$463='Pick Lists'!$B$17,Conversions!$K$56,VLOOKUP(VLOOKUP($H$394,'Pick Lists'!$B$92:$C$146,2,FALSE),'Fuel EFs'!$B$7:$X$59,14+MATCH($F$463,'Pick Lists'!$B$17:$B$25,0),FALSE)))","v":{"$error":"#N/A"}},"×",{"$f":"'Data Input'!$H$373","v":0},"/",{"$f":"IF($H$393=\"\",\"\",Conversions!$D$81)","v":""},"=",{"$error":"#N/A"},null,null,null,null,null,{"$f":"AND(elecreplfuelCalc='Pick Lists'!$B$51,D495<=YearImpact,D495>=AdoptionYear)","v":false}]
[null,null,null,2042,null,{"$f":"IF($J$23='Pick Lists'!$B$265,J60,DataProjection!C46)","v":0},"=",{"$f":"IF(F496=\"\",\"\",F496*IF($F$463='Pick Lists'!$B$17,Conversions!$K$56,VLOOKUP(VLOOKUP($H$394,'Pick Lists'!$B$92:$C$146,2,FALSE),'Fuel EFs'!$B$7:$X$59,14+MATCH($F$463,'Pick Lists'!$B$17:$B$25,0),FALSE)))","v":{"$error":"#N/A"}},"×",{"$f":"'Data Input'!$H$373","v":0},"/",{"$f":"IF($H$393=\"\",\"\",Conversions!$D$81)","v":""},"=",{"$error":"#N/A"},null,null,null,null,null,{"$f":"AND(elecreplfuelCalc='Pick Lists'!$B$51,D496<=YearImpact,D496>=AdoptionYear)","v":false}]
[null,null,null,2043,null,{"$f":"IF($J$23='Pick Lists'!$B$265,J61,DataProjection!C47)","v":0},"=",{"$f":"IF(F497=\"\",\"\",F497*IF($F$463='Pick Lists'!$B$17,Conversions!$K$56,VLOOKUP(VLOOKUP($H$394,'Pick Lists'!$B$92:$C$146,2,FALSE),'Fuel EFs'!$B$7:$X$59,14+MATCH($F$463,'Pick Lists'!$B$17:$B$25,0),FALSE)))","v":{"$error":"#N/A"}},"×",{"$f":"'Data Input'!$H$373","v":0},"/",{"$f":"IF($H$393=\"\",\"\",Conversions!$D$81)","v":""},"=",{"$error":"#N/A"},null,null,null,null,null,{"$f":"AND(elecreplfuelCalc='Pick Lists'!$B$51,D497<=YearImpact,D497>=AdoptionYear)","v":false}]
[null,null,null,2044,null,{"$f":"IF($J$23='Pick Lists'!$B$265,J62,DataProjection!C48)","v":0},"=",{"$f":"IF(F498=\"\",\"\",F498*IF($F$463='Pick Lists'!$B$17,Conversions!$K$56,VLOOKUP(VLOOKUP($H$394,'Pick Lists'!$B$92:$C$146,2,FALSE),'Fuel EFs'!$B$7:$X$59,14+MATCH($F$463,'Pick Lists'!$B$17:$B$25,0),FALSE)))","v":{"$error":"#N/A"}},"×",{"$f":"'Data Input'!$H$373","v":0},"/",{"$f":"IF($H$393=\"\",\"\",Conversions!$D$81)","v":""},"=",{"$error":"#N/A"},null,null,null,null,null,{"$f":"AND(elecreplfuelCalc='Pick Lists'!$B$51,D498<=YearImpact,D498>=AdoptionYear)","v":false}]
[null,null,null,2045,null,{"$f":"IF($J$23='Pick Lists'!$B$265,J63,DataProjection!C49)","v":0},"=",{"$f":"IF(F499=\"\",\"\",F499*IF($F$463='Pick Lists'!$B$17,Conversions!$K$56,VLOOKUP(VLOOKUP($H$394,'Pick Lists'!$B$92:$C$146,2,FALSE),'Fuel EFs'!$B$7:$X$59,14+MATCH($F$463,'Pick Lists'!$B$17:$B$25,0),FALSE)))","v":{"$error":"#N/A"}},"×",{"$f":"'Data Input'!$H$373","v":0},"/",{"$f":"IF($H$393=\"\",\"\",Conversions!$D$81)","v":""},"=",{"$error":"#N/A"},null,null,null,null,null,{"$f":"AND(elecreplfuelCalc='Pick Lists'!$B$51,D499<=YearImpact,D499>=AdoptionYear)","v":false}]
[null,null,null,2046,null,{"$f":"IF($J$23='Pick Lists'!$B$265,J64,DataProjection!C50)","v":0},"=",{"$f":"IF(F500=\"\",\"\",F500*IF($F$463='Pick Lists'!$B$17,Conversions!$K$56,VLOOKUP(VLOOKUP($H$394,'Pick Lists'!$B$92:$C$146,2,FALSE),'Fuel EFs'!$B$7:$X$59,14+MATCH($F$463,'Pick Lists'!$B$17:$B$25,0),FALSE)))","v":{"$error":"#N/A"}},"×",{"$f":"'Data Input'!$H$373","v":0},"/",{"$f":"IF($H$393=\"\",\"\",Conversions!$D$81)","v":""},"=",{"$error":"#N/A"},null,null,null,null,null,{"$f":"AND(elecreplfuelCalc='Pick Lists'!$B$51,D500<=YearImpact,D500>=AdoptionYear)","v":false}]
[null,null,null,2047,null,{"$f":"IF($J$23='Pick Lists'!$B$265,J65,DataProjection!C51)","v":0},"=",{"$f":"IF(F501=\"\",\"\",F501*IF($F$463='Pick Lists'!$B$17,Conversions!$K$56,VLOOKUP(VLOOKUP($H$394,'Pick Lists'!$B$92:$C$146,2,FALSE),'Fuel EFs'!$B$7:$X$59,14+MATCH($F$463,'Pick Lists'!$B$17:$B$25,0),FALSE)))","v":{"$error":"#N/A"}},"×",{"$f":"'Data Input'!$H$373","v":0},"/",{"$f":"IF($H$393=\"\",\"\",Conversions!$D$81)","v":""},"=",{"$error":"#N/A"},null,null,null,null,null,{"$f":"AND(elecreplfuelCalc='Pick Lists'!$B$51,D501<=YearImpact,D501>=AdoptionYear)","v":false}]
[null,null,null,2048,null,{"$f":"IF($J$23='Pick Lists'!$B$265,J66,DataProjection!C52)","v":0},"=",{"$f":"IF(F502=\"\",\"\",F502*IF($F$463='Pick Lists'!$B$17,Conversions!$K$56,VLOOKUP(VLOOKUP($H$394,'Pick Lists'!$B$92:$C$146,2,FALSE),'Fuel EFs'!$B$7:$X$59,14+MATCH($F$463,'Pick Lists'!$B$17:$B$25,0),FALSE)))","v":{"$error":"#N/A"}},"×",{"$f":"'Data Input'!$H$373","v":0},"/",{"$f":"IF($H$393=\"\",\"\",Conversions!$D$81)","v":""},"=",{"$error":"#N/A"},null,null,null,null,null,{"$f":"AND(elecreplfuelCalc='Pick Lists'!$B$51,D502<=YearImpact,D502>=AdoptionYear)","v":false}]
[null,null,null,2049,null,{"$f":"IF($J$23='Pick Lists'!$B$265,J67,DataProjection!C53)","v":0},"=",{"$f":"IF(F503=\"\",\"\",F503*IF($F$463='Pick Lists'!$B$17,Conversions!$K$56,VLOOKUP(VLOOKUP($H$394,'Pick Lists'!$B$92:$C$146,2,FALSE),'Fuel EFs'!$B$7:$X$59,14+MATCH($F$463,'Pick Lists'!$B$17:$B$25,0),FALSE)))","v":{"$error":"#N/A"}},"×",{"$f":"'Data Input'!$H$373","v":0},"/",{"$f":"IF($H$393=\"\",\"\",Conversions!$D$81)","v":""},"=",{"$error":"#N/A"},null,null,null,null,null,{"$f":"AND(elecreplfuelCalc='Pick Lists'!$B$51,D503<=YearImpact,D503>=AdoptionYear)","v":false}]
[null,null,null,2050,null,{"$f":"IF($J$23='Pick Lists'!$B$265,J68,DataProjection!C54)","v":0},"=",{"$f":"IF(F504=\"\",\"\",F504*IF($F$463='Pick Lists'!$B$17,Conversions!$K$56,VLOOKUP(VLOOKUP($H$394,'Pick Lists'!$B$92:$C$146,2,FALSE),'Fuel EFs'!$B$7:$X$59,14+MATCH($F$463,'Pick Lists'!$B$17:$B$25,0),FALSE)))","v":{"$error":"#N/A"}},"×",{"$f":"'Data Input'!$H$373","v":0},"/",{"$f":"IF($H$393=\"\",\"\",Conversions!$D$81)","v":""},"=",{"$f":"IF(F504=\"\",\"\",H504*J504/L504)","v":{"$error":"#N/A"}},null,null,null,null,null,{"$f":"AND(elecreplfuelCalc='Pick Lists'!$B$51,D504<=YearImpact,D504>=AdoptionYear)","v":false}]
[null,null,null,2051,null,{"$f":"IF($J$23='Pick Lists'!$B$265,J69,DataProjection!C55)","v":0},"=",{"$f":"IF(F505=\"\",\"\",F505*IF($F$463='Pick Lists'!$B$17,Conversions!$K$56,VLOOKUP(VLOOKUP($H$394,'Pick Lists'!$B$92:$C$146,2,FALSE),'Fuel EFs'!$B$7:$X$59,14+MATCH($F$463,'Pick Lists'!$B$17:$B$25,0),FALSE)))","v":{"$error":"#N/A"}},"×",{"$f":"'Data Input'!$H$373","v":0},"/",{"$f":"IF($H$393=\"\",\"\",Conversions!$D$81)","v":""},"=",{"$error":"#N/A"},null,null,null,null,null,{"$f":"AND(elecreplfuelCalc='Pick Lists'!$B$51,D505<=YearImpact,D505>=AdoptionYear)","v":false}]
[null,null,null,2052,null,{"$f":"IF($J$23='Pick Lists'!$B$265,J70,DataProjection!C56)","v":0},"=",{"$f":"IF(F506=\"\",\"\",F506*IF($F$463='Pick Lists'!$B$17,Conversions!$K$56,VLOOKUP(VLOOKUP($H$394,'Pick Lists'!$B$92:$C$146,2,FALSE),'Fuel EFs'!$B$7:$X$59,14+MATCH($F$463,'Pick Lists'!$B$17:$B$25,0),FALSE)))","v":{"$error":"#N/A"}},"×",{"$f":"'Data Input'!$H$373","v":0},"/",{"$f":"IF($H$393=\"\",\"\",Conversions!$D$81)","v":""},"=",{"$error":"#N/A"},null,null,null,null,null,{"$f":"AND(elecreplfuelCalc='Pick Lists'!$B$51,D506<=YearImpact,D506>=AdoptionYear)","v":false}]
[null,null,null,2053,null,{"$f":"IF($J$23='Pick Lists'!$B$265,J71,DataProjection!C57)","v":0},"=",{"$f":"IF(F507=\"\",\"\",F507*IF($F$463='Pick Lists'!$B$17,Conversions!$K$56,VLOOKUP(VLOOKUP($H$394,'Pick Lists'!$B$92:$C$146,2,FALSE),'Fuel EFs'!$B$7:$X$59,14+MATCH($F$463,'Pick Lists'!$B$17:$B$25,0),FALSE)))","v":{"$error":"#N/A"}},"×",{"$f":"'Data Input'!$H$373","v":0},"/",{"$f":"IF($H$393=\"\",\"\",Conversions!$D$81)","v":""},"=",{"$error":"#N/A"},null,null,null,null,null,{"$f":"AND(elecreplfuelCalc='Pick Lists'!$B$51,D507<=YearImpact,D507>=AdoptionYear)","v":false}]
[null,null,null,2054,null,{"$f":"IF($J$23='Pick Lists'!$B$265,J72,DataProjection!C58)","v":0},"=",{"$f":"IF(F508=\"\",\"\",F508*IF($F$463='Pick Lists'!$B$17,Conversions!$K$56,VLOOKUP(VLOOKUP($H$394,'Pick Lists'!$B$92:$C$146,2,FALSE),'Fuel EFs'!$B$7:$X$59,14+MATCH($F$463,'Pick Lists'!$B$17:$B$25,0),FALSE)))","v":{"$error":"#N/A"}},"×",{"$f":"'Data Input'!$H$373","v":0},"/",{"$f":"IF($H$393=\"\",\"\",Conversions!$D$81)","v":""},"=",{"$error":"#N/A"},null,null,null,null,null,{"$f":"AND(elecreplfuelCalc='Pick Lists'!$B$51,D508<=YearImpact,D508>=AdoptionYear)","v":false}]
[null,null,null,2055,null,{"$f":"IF($J$23='Pick Lists'!$B$265,J73,DataProjection!C59)","v":0},"=",{"$f":"IF(F509=\"\",\"\",F509*IF($F$463='Pick Lists'!$B$17,Conversions!$K$56,VLOOKUP(VLOOKUP($H$394,'Pick Lists'!$B$92:$C$146,2,FALSE),'Fuel EFs'!$B$7:$X$59,14+MATCH($F$463,'Pick Lists'!$B$17:$B$25,0),FALSE)))","v":{"$error":"#N/A"}},"×",{"$f":"'Data Input'!$H$373","v":0},"/",{"$f":"IF($H$393=\"\",\"\",Conversions!$D$81)","v":""},"=",{"$error":"#N/A"},null,null,null,null,null,{"$f":"AND(elecreplfuelCalc='Pick Lists'!$B$51,D509<=YearImpact,D509>=AdoptionYear)","v":false}]
[null,null,null,2056,null,{"$f":"IF($J$23='Pick Lists'!$B$265,J74,DataProjection!C60)","v":0},"=",{"$f":"IF(F510=\"\",\"\",F510*IF($F$463='Pick Lists'!$B$17,Conversions!$K$56,VLOOKUP(VLOOKUP($H$394,'Pick Lists'!$B$92:$C$146,2,FALSE),'Fuel EFs'!$B$7:$X$59,14+MATCH($F$463,'Pick Lists'!$B$17:$B$25,0),FALSE)))","v":{"$error":"#N/A"}},"×",{"$f":"'Data Input'!$H$373","v":0},"/",{"$f":"IF($H$393=\"\",\"\",Conversions!$D$81)","v":""},"=",{"$error":"#N/A"},null,null,null,null,null,{"$f":"AND(elecreplfuelCalc='Pick Lists'!$B$51,D510<=YearImpact,D510>=AdoptionYear)","v":false}]
[null,null,null,2057,null,{"$f":"IF($J$23='Pick Lists'!$B$265,J75,DataProjection!C61)","v":0},"=",{"$f":"IF(F511=\"\",\"\",F511*IF($F$463='Pick Lists'!$B$17,Conversions!$K$56,VLOOKUP(VLOOKUP($H$394,'Pick Lists'!$B$92:$C$146,2,FALSE),'Fuel EFs'!$B$7:$X$59,14+MATCH($F$463,'Pick Lists'!$B$17:$B$25,0),FALSE)))","v":{"$error":"#N/A"}},"×",{"$f":"'Data Input'!$H$373","v":0},"/",{"$f":"IF($H$393=\"\",\"\",Conversions!$D$81)","v":""},"=",{"$error":"#N/A"},null,null,null,null,null,{"$f":"AND(elecreplfuelCalc='Pick Lists'!$B$51,D511<=YearImpact,D511>=AdoptionYear)","v":false}]
[null,null,null,2058,null,{"$f":"IF($J$23='Pick Lists'!$B$265,J76,DataProjection!C62)","v":0},"=",{"$f":"IF(F512=\"\",\"\",F512*IF($F$463='Pick Lists'!$B$17,Conversions!$K$56,VLOOKUP(VLOOKUP($H$394,'Pick Lists'!$B$92:$C$146,2,FALSE),'Fuel EFs'!$B$7:$X$59,14+MATCH($F$463,'Pick Lists'!$B$17:$B$25,0),FALSE)))","v":{"$error":"#N/A"}},"×",{"$f":"'Data Input'!$H$373","v":0},"/",{"$f":"IF($H$393=\"\",\"\",Conversions!$D$81)","v":""},"=",{"$error":"#N/A"},null,null,null,null,null,{"$f":"AND(elecreplfuelCalc='Pick Lists'!$B$51,D512<=YearImpact,D512>=AdoptionYear)","v":false}]
[null,null,null,2059,null,{"$f":"IF($J$23='Pick Lists'!$B$265,J77,DataProjection!C63)","v":0},"=",{"$f":"IF(F513=\"\",\"\",F513*IF($F$463='Pick Lists'!$B$17,Conversions!$K$56,VLOOKUP(VLOOKUP($H$394,'Pick Lists'!$B$92:$C$146,2,FALSE),'Fuel EFs'!$B$7:$X$59,14+MATCH($F$463,'Pick Lists'!$B$17:$B$25,0),FALSE)))","v":{"$error":"#N/A"}},"×",{"$f":"'Data Input'!$H$373","v":0},"/",{"$f":"IF($H$393=\"\",\"\",Conversions!$D$81)","v":""},"=",{"$error":"#N/A"},null,null,null,null,null,{"$f":"AND(elecreplfuelCalc='Pick Lists'!$B$51,D513<=YearImpact,D513>=AdoptionYear)","v":false}]
[null,null,null,2060,null,{"$f":"IF($J$23='Pick Lists'!$B$265,J78,DataProjection!C64)","v":0},"=",{"$f":"IF(F514=\"\",\"\",F514*IF($F$463='Pick Lists'!$B$17,Conversions!$K$56,VLOOKUP(VLOOKUP($H$394,'Pick Lists'!$B$92:$C$146,2,FALSE),'Fuel EFs'!$B$7:$X$59,14+MATCH($F$463,'Pick Lists'!$B$17:$B$25,0),FALSE)))","v":{"$error":"#N/A"}},"×",{"$f":"'Data Input'!$H$373","v":0},"/",{"$f":"IF($H$393=\"\",\"\",Conversions!$D$81)","v":""},"=",{"$error":"#N/A"},null,null,null,null,null,{"$f":"AND(elecreplfuelCalc='Pick Lists'!$B$51,D514<=YearImpact,D514>=AdoptionYear)","v":false}]
[null,null,null,2061,null,{"$f":"IF($J$23='Pick Lists'!$B$265,J79,DataProjection!C65)","v":0},"=",{"$f":"IF(F515=\"\",\"\",F515*IF($F$463='Pick Lists'!$B$17,Conversions!$K$56,VLOOKUP(VLOOKUP($H$394,'Pick Lists'!$B$92:$C$146,2,FALSE),'Fuel EFs'!$B$7:$X$59,14+MATCH($F$463,'Pick Lists'!$B$17:$B$25,0),FALSE)))","v":{"$error":"#N/A"}},"×",{"$f":"'Data Input'!$H$373","v":0},"/",{"$f":"IF($H$393=\"\",\"\",Conversions!$D$81)","v":""},"=",{"$error":"#N/A"},null,null,null,null,null,{"$f":"AND(elecreplfuelCalc='Pick Lists'!$B$51,D515<=YearImpact,D515>=AdoptionYear)","v":false}]
[null,null,null,2062,null,{"$f":"IF($J$23='Pick Lists'!$B$265,J80,DataProjection!C66)","v":0},"=",{"$f":"IF(F516=\"\",\"\",F516*IF($F$463='Pick Lists'!$B$17,Conversions!$K$56,VLOOKUP(VLOOKUP($H$394,'Pick Lists'!$B$92:$C$146,2,FALSE),'Fuel EFs'!$B$7:$X$59,14+MATCH($F$463,'Pick Lists'!$B$17:$B$25,0),FALSE)))","v":{"$error":"#N/A"}},"×",{"$f":"'Data Input'!$H$373","v":0},"/",{"$f":"IF($H$393=\"\",\"\",Conversions!$D$81)","v":""},"=",{"$error":"#N/A"},null,null,null,null,null,{"$f":"AND(elecreplfuelCalc='Pick Lists'!$B$51,D516<=YearImpact,D516>=AdoptionYear)","v":false}]
[null,null,null,2063,null,{"$f":"IF($J$23='Pick Lists'!$B$265,J81,DataProjection!C67)","v":0},"=",{"$f":"IF(F517=\"\",\"\",F517*IF($F$463='Pick Lists'!$B$17,Conversions!$K$56,VLOOKUP(VLOOKUP($H$394,'Pick Lists'!$B$92:$C$146,2,FALSE),'Fuel EFs'!$B$7:$X$59,14+MATCH($F$463,'Pick Lists'!$B$17:$B$25,0),FALSE)))","v":{"$error":"#N/A"}},"×",{"$f":"'Data Input'!$H$373","v":0},"/",{"$f":"IF($H$393=\"\",\"\",Conversions!$D$81)","v":""},"=",{"$error":"#N/A"},null,null,null,null,null,{"$f":"AND(elecreplfuelCalc='Pick Lists'!$B$51,D517<=YearImpact,D517>=AdoptionYear)","v":false}]
[null,null,null,2064,null,{"$f":"IF($J$23='Pick Lists'!$B$265,J82,DataProjection!C68)","v":0},"=",{"$f":"IF(F518=\"\",\"\",F518*IF($F$463='Pick Lists'!$B$17,Conversions!$K$56,VLOOKUP(VLOOKUP($H$394,'Pick Lists'!$B$92:$C$146,2,FALSE),'Fuel EFs'!$B$7:$X$59,14+MATCH($F$463,'Pick Lists'!$B$17:$B$25,0),FALSE)))","v":{"$error":"#N/A"}},"×",{"$f":"'Data Input'!$H$373","v":0},"/",{"$f":"IF($H$393=\"\",\"\",Conversions!$D$81)","v":""},"=",{"$error":"#N/A"},null,null,null,null,null,{"$f":"AND(elecreplfuelCalc='Pick Lists'!$B$51,D518<=YearImpact,D518>=AdoptionYear)","v":false}]
[null,null,null,2065,null,{"$f":"IF($J$23='Pick Lists'!$B$265,J83,DataProjection!C69)","v":0},"=",{"$f":"IF(F519=\"\",\"\",F519*IF($F$463='Pick Lists'!$B$17,Conversions!$K$56,VLOOKUP(VLOOKUP($H$394,'Pick Lists'!$B$92:$C$146,2,FALSE),'Fuel EFs'!$B$7:$X$59,14+MATCH($F$463,'Pick Lists'!$B$17:$B$25,0),FALSE)))","v":{"$error":"#N/A"}},"×",{"$f":"'Data Input'!$H$373","v":0},"/",{"$f":"IF($H$393=\"\",\"\",Conversions!$D$81)","v":""},"=",{"$error":"#N/A"},null,null,null,null,null,{"$f":"AND(elecreplfuelCalc='Pick Lists'!$B$51,D519<=YearImpact,D519>=AdoptionYear)","v":false}]
[null,null,null,2066,null,{"$f":"IF($J$23='Pick Lists'!$B$265,J84,DataProjection!C70)","v":0},"=",{"$f":"IF(F520=\"\",\"\",F520*IF($F$463='Pick Lists'!$B$17,Conversions!$K$56,VLOOKUP(VLOOKUP($H$394,'Pick Lists'!$B$92:$C$146,2,FALSE),'Fuel EFs'!$B$7:$X$59,14+MATCH($F$463,'Pick Lists'!$B$17:$B$25,0),FALSE)))","v":{"$error":"#N/A"}},"×",{"$f":"'Data Input'!$H$373","v":0},"/",{"$f":"IF($H$393=\"\",\"\",Conversions!$D$81)","v":""},"=",{"$error":"#N/A"},null,null,null,null,null,{"$f":"AND(elecreplfuelCalc='Pick Lists'!$B$51,D520<=YearImpact,D520>=AdoptionYear)","v":false}]
[null,null,null,2067,null,{"$f":"IF($J$23='Pick Lists'!$B$265,J85,DataProjection!C71)","v":0},"=",{"$f":"IF(F521=\"\",\"\",F521*IF($F$463='Pick Lists'!$B$17,Conversions!$K$56,VLOOKUP(VLOOKUP($H$394,'Pick Lists'!$B$92:$C$146,2,FALSE),'Fuel EFs'!$B$7:$X$59,14+MATCH($F$463,'Pick Lists'!$B$17:$B$25,0),FALSE)))","v":{"$error":"#N/A"}},"×",{"$f":"'Data Input'!$H$373","v":0},"/",{"$f":"IF($H$393=\"\",\"\",Conversions!$D$81)","v":""},"=",{"$error":"#N/A"},null,null,null,null,null,{"$f":"AND(elecreplfuelCalc='Pick Lists'!$B$51,D521<=YearImpact,D521>=AdoptionYear)","v":false}]
[null,null,null,2068,null,{"$f":"IF($J$23='Pick Lists'!$B$265,J86,DataProjection!C72)","v":0},"=",{"$f":"IF(F522=\"\",\"\",F522*IF($F$463='Pick Lists'!$B$17,Conversions!$K$56,VLOOKUP(VLOOKUP($H$394,'Pick Lists'!$B$92:$C$146,2,FALSE),'Fuel EFs'!$B$7:$X$59,14+MATCH($F$463,'Pick Lists'!$B$17:$B$25,0),FALSE)))","v":{"$error":"#N/A"}},"×",{"$f":"'Data Input'!$H$373","v":0},"/",{"$f":"IF($H$393=\"\",\"\",Conversions!$D$81)","v":""},"=",{"$error":"#N/A"},null,null,null,null,null,{"$f":"AND(elecreplfuelCalc='Pick Lists'!$B$51,D522<=YearImpact,D522>=AdoptionYear)","v":false}]
[null,null,null,2069,null,{"$f":"IF($J$23='Pick Lists'!$B$265,J87,DataProjection!C73)","v":0},"=",{"$f":"IF(F523=\"\",\"\",F523*IF($F$463='Pick Lists'!$B$17,Conversions!$K$56,VLOOKUP(VLOOKUP($H$394,'Pick Lists'!$B$92:$C$146,2,FALSE),'Fuel EFs'!$B$7:$X$59,14+MATCH($F$463,'Pick Lists'!$B$17:$B$25,0),FALSE)))","v":{"$error":"#N/A"}},"×",{"$f":"'Data Input'!$H$373","v":0},"/",{"$f":"IF($H$393=\"\",\"\",Conversions!$D$81)","v":""},"=",{"$error":"#N/A"},null,null,null,null,null,{"$f":"AND(elecreplfuelCalc='Pick Lists'!$B$51,D523<=YearImpact,D523>=AdoptionYear)","v":false}]
[null,null,null,2070,null,{"$f":"IF($J$23='Pick Lists'!$B$265,J88,DataProjection!C74)","v":0},"=",{"$f":"IF(F524=\"\",\"\",F524*IF($F$463='Pick Lists'!$B$17,Conversions!$K$56,VLOOKUP(VLOOKUP($H$394,'Pick Lists'!$B$92:$C$146,2,FALSE),'Fuel EFs'!$B$7:$X$59,14+MATCH($F$463,'Pick Lists'!$B$17:$B$25,0),FALSE)))","v":{"$error":"#N/A"}},"×",{"$f":"'Data Input'!$H$373","v":0},"/",{"$f":"IF($H$393=\"\",\"\",Conversions!$D$81)","v":""},"=",{"$error":"#N/A"},null,null,null,null,null,{"$f":"AND(elecreplfuelCalc='Pick Lists'!$B$51,D524<=YearImpact,D524>=AdoptionYear)","v":false}]
[]
[null,null,null,null,null,"Electricity Consumed in the Baseline",null,null,null,{"$f":"IF(H394='Pick Lists'!B56,\"Diesel Generator Efficiency\",\"Grid Line Loss Factor\")","v":"Grid Line Loss Factor"},null,"Baseline Emission Factor",null,"Conversion",null,"Emission Reductions",null,null,null,{"$f":"elecreplfuelCalc='Pick Lists'!$B$52","v":false}]
[null,null,null,null,null,{"$f":"IF(J13='Pick Lists'!B67,IF(J17='Pick Lists'!B52,'Pick Lists'!B63,IF(J21='Pick Lists'!B266,L25,L28)),\"\")","v":""},null,{"$f":"IF(F463=\"\",\"\",\"GigaJoules (GJ)\")","v":""},null,{"$f":"IF(J526=\"Diesel Generator Efficiency\",\"%\",\"1/(1-Grid Loss Rate %)\")","v":"1/(1-Grid Loss Rate %)"},null,{"$f":"IF(H394='Pick Lists'!B55,\"gCO₂e/kWh\",\"gCO₂e/GJ\")","v":"gCO₂e/GJ"},null,"grams to metric tons",null,"tCO2e",null,null,null,{"$f":"elecreplfuelCalc='Pick Lists'!$B$52","v":false}]
[null,null,null,{"$f":"Start_Year","v":2010},null,{"$f":"IF($J$92='Pick Lists'!$B$287,IF(J99=\"\",0,J99),DataProjection!C89)*IF(OR($L$99='Pick Lists'!$B$63,$L$94='Pick Lists'!$B$63),Conversions!$E$50,Conversions!$E$51)","v":0},"=",{"$f":"IF(F528=\"\",\"\",IF($J$17='Pick Lists'!$B$52,F528*Conversions!$K$50,F528*IF($F$527='Pick Lists'!$B$17,Conversions!$K$56,\"\")))","v":{"$error":"#VALUE!"}},{"$f":"IF($H$394='Pick Lists'!$B$56,\"/\",\"×\")","v":"×"},{"$f":"IF($H$394='Pick Lists'!$B$55,IF(AND(gridconnectionCalc='Pick Lists'!$B$72,GridLoss<>\"NA\"),1/(1-GridLoss),IF(AND(gridconnectionCalc='Pick Lists'!$B$72,GridLoss=\"NA\"),1,IF(gridconnectionCalc='Pick Lists'!$B$73,1/(1-GridLoss),DieselEfficiency))),DieselEfficiency)","v":0.34858283579161098},"×",{"$f":"IF($H$396='Pick Lists'!$C$269,J322,IF(OR($H$396='Pick Lists'!$C$271,$H$396='Pick Lists'!$C$278),$H$397,IF($H$396=\"Diesel Generators\",DieselFuelContent,H399)))","v":0},"/",{"$f":"IF($H$393=\"\",\"\",Conversions!$D$81)","v":""},"=",{"$f":"IF(F528=\"\",0,IF($H$394='Pick Lists'!$B$55,F528*J528,H528/J528)*L528/N528)","v":{"$error":"#VALUE!"}},null,null,null,{"$f":"AND(elecreplfuelCalc='Pick Lists'!$B$52,D528<=YearImpact,D528>=AdoptionYear)","v":false}]
[null,null,null,{"$f":"D528+1","v":2011},null,{"$f":"IF($J$92='Pick Lists'!$B$287,IF(J100=\"\",0,J100),DataProjection!C90)*IF(OR($L$99='Pick Lists'!$B$63,$L$94='Pick Lists'!$B$63),Conversions!$E$50,Conversions!$E$51)","v":0},"=",{"$f":"IF(F529=\"\",\"\",IF($J$17='Pick Lists'!$B$52,F529*Conversions!$K$50,F529*IF($F$527='Pick Lists'!$B$17,Conversions!$K$56,\"\")))","v":{"$error":"#VALUE!"}},{"$f":"IF($H$394='Pick Lists'!$B$56,\"/\",\"×\")","v":"×"},{"$f":"IF($H$394='Pick Lists'!$B$55,IF(AND(gridconnectionCalc='Pick Lists'!$B$72,GridLoss<>\"NA\"),1/(1-GridLoss),IF(AND(gridconnectionCalc='Pick Lists'!$B$72,GridLoss=\"NA\"),1,IF(gridconnectionCalc='Pick Lists'!$B$73,1/(1-GridLoss),DieselEfficiency))),DieselEfficiency)","v":0.34858283579161098},"×",{"$f":"IF($H$396='Pick Lists'!$C$269,J323,IF(OR($H$396='Pick Lists'!$C$271,$H$396='Pick Lists'!$C$278),$H$397,IF($H$396=\"Diesel Generators\",DieselFuelContent,H400)))","v":0},"/",{"$f":"IF($H$393=\"\",\"\",Conversions!$D$81)","v":""},"=",{"$f":"IF(F529=\"\",\"\",IF($H$394='Pick Lists'!$B$55,F529*J529,H529/J529)*L529/N529)","v":{"$error":"#VALUE!"}},null,null,null,{"$f":"AND(elecreplfuelCalc='Pick Lists'!$B$52,D529<=YearImpact,D529>=AdoptionYear)","v":false}]
[null,null,null,2012,null,{"$f":"IF($J$92='Pick Lists'!$B$287,IF(J101=\"\",0,J101),DataProjection!C91)*IF(OR($L$99='Pick Lists'!$B$63,$L$94='Pick Lists'!$B$63),Conversions!$E$50,Conversions!$E$51)","v":0},"=",{"$f":"IF(F530=\"\",\"\",IF($J$17='Pick Lists'!$B$52,F530*Conversions!$K$50,F530*IF($F$527='Pick Lists'!$B$17,Conversions!$K$56,\"\")))","v":{"$error":"#VALUE!"}},{"$f":"IF($H$394='Pick Lists'!$B$56,\"/\",\"×\")","v":"×"},{"$f":"IF($H$394='Pick Lists'!$B$55,IF(AND(gridconnectionCalc='Pick Lists'!$B$72,GridLoss<>\"NA\"),1/(1-GridLoss),IF(AND(gridconnectionCalc='Pick Lists'!$B$72,GridLoss=\"NA\"),1,IF(gridconnectionCalc='Pick Lists'!$B$73,1/(1-GridLoss),DieselEfficiency))),DieselEfficiency)","v":0.34858283579161098},"×",{"$f":"IF($H$396='Pick Lists'!$C$269,J324,IF(OR($H$396='Pick Lists'!$C$271,$H$396='Pick Lists'!$C$278),$H$397,IF($H$396=\"Diesel Generators\",DieselFuelContent,H401)))","v":0},"/",{"$f":"IF($H$393=\"\",\"\",Conversions!$D$81)","v":""},"=",{"$f":"IF(F530=\"\",\"\",IF($H$394='Pick Lists'!$B$55,F530*J530,H530/J530)*L530/N530)","v":{"$error":"#VALUE!"}},null,null,null,{"$f":"AND(elecreplfuelCalc='Pick Lists'!$B$52,D530<=YearImpact,D530>=AdoptionYear)","v":false}]
[null,null,null,2013,null,{"$f":"IF($J$92='Pick Lists'!$B$287,IF(J102=\"\",0,J102),DataProjection!C92)*IF(OR($L$99='Pick Lists'!$B$63,$L$94='Pick Lists'!$B$63),Conversions!$E$50,Conversions!$E$51)","v":0},"=",{"$f":"IF(F531=\"\",\"\",IF($J$17='Pick Lists'!$B$52,F531*Conversions!$K$50,F531*IF($F$527='Pick Lists'!$B$17,Conversions!$K$56,\"\")))","v":{"$error":"#VALUE!"}},{"$f":"IF($H$394='Pick Lists'!$B$56,\"/\",\"×\")","v":"×"},{"$f":"IF($H$394='Pick Lists'!$B$55,IF(AND(gridconnectionCalc='Pick Lists'!$B$72,GridLoss<>\"NA\"),1/(1-GridLoss),IF(AND(gridconnectionCalc='Pick Lists'!$B$72,GridLoss=\"NA\"),1,IF(gridconnectionCalc='Pick Lists'!$B$73,1/(1-GridLoss),DieselEfficiency))),DieselEfficiency)","v":0.34858283579161098},"×",{"$f":"IF($H$396='Pick Lists'!$C$269,J325,IF(OR($H$396='Pick Lists'!$C$271,$H$396='Pick Lists'!$C$278),$H$397,IF($H$396=\"Diesel Generators\",DieselFuelContent,H402)))","v":0},"/",{"$f":"IF($H$393=\"\",\"\",Conversions!$D$81)","v":""},"=",{"$f":"IF(F531=\"\",\"\",IF($H$394='Pick Lists'!$B$55,F531*J531,H531/J531)*L531/N531)","v":{"$error":"#VALUE!"}},null,null,null,{"$f":"AND(elecreplfuelCalc='Pick Lists'!$B$52,D531<=YearImpact,D531>=AdoptionYear)","v":false}]
[null,null,null,2014,null,{"$f":"IF($J$92='Pick Lists'!$B$287,IF(J103=\"\",0,J103),DataProjection!C93)*IF(OR($L$99='Pick Lists'!$B$63,$L$94='Pick Lists'!$B$63),Conversions!$E$50,Conversions!$E$51)","v":0},"=",{"$f":"IF(F532=\"\",\"\",IF($J$17='Pick Lists'!$B$52,F532*Conversions!$K$50,F532*IF($F$527='Pick Lists'!$B$17,Conversions!$K$56,\"\")))","v":{"$error":"#VALUE!"}},{"$f":"IF($H$394='Pick Lists'!$B$56,\"/\",\"×\")","v":"×"},{"$f":"IF($H$394='Pick Lists'!$B$55,IF(AND(gridconnectionCalc='Pick Lists'!$B$72,GridLoss<>\"NA\"),1/(1-GridLoss),IF(AND(gridconnectionCalc='Pick Lists'!$B$72,GridLoss=\"NA\"),1,IF(gridconnectionCalc='Pick Lists'!$B$73,1/(1-GridLoss),DieselEfficiency))),DieselEfficiency)","v":0.34858283579161098},"×",{"$f":"IF($H$396='Pick Lists'!$C$269,J326,IF(OR($H$396='Pick Lists'!$C$271,$H$396='Pick Lists'!$C$278),$H$397,IF($H$396=\"Diesel Generators\",DieselFuelContent,H403)))","v":0},"/",{"$f":"IF($H$393=\"\",\"\",Conversions!$D$81)","v":""},"=",{"$f":"IF(F532=\"\",\"\",IF($H$394='Pick Lists'!$B$55,F532*J532,H532/J532)*L532/N532)","v":{"$error":"#VALUE!"}},null,null,null,{"$f":"AND(elecreplfuelCalc='Pick Lists'!$B$52,D532<=YearImpact,D532>=AdoptionYear)","v":false}]
[null,null,null,2015,null,{"$f":"IF($J$92='Pick Lists'!$B$287,IF(J104=\"\",0,J104),DataProjection!C94)*IF(OR($L$99='Pick Lists'!$B$63,$L$94='Pick Lists'!$B$63),Conversions!$E$50,Conversions!$E$51)","v":0},"=",{"$f":"IF(F533=\"\",\"\",IF($J$17='Pick Lists'!$B$52,F533*Conversions!$K$50,F533*IF($F$527='Pick Lists'!$B$17,Conversions!$K$56,\"\")))","v":{"$error":"#VALUE!"}},{"$f":"IF($H$394='Pick Lists'!$B$56,\"/\",\"×\")","v":"×"},{"$f":"IF($H$394='Pick Lists'!$B$55,IF(AND(gridconnectionCalc='Pick Lists'!$B$72,GridLoss<>\"NA\"),1/(1-GridLoss),IF(AND(gridconnectionCalc='Pick Lists'!$B$72,GridLoss=\"NA\"),1,IF(gridconnectionCalc='Pick Lists'!$B$73,1/(1-GridLoss),DieselEfficiency))),DieselEfficiency)","v":0.34858283579161098},"×",{"$f":"IF($H$396='Pick Lists'!$C$269,J327,IF(OR($H$396='Pick Lists'!$C$271,$H$396='Pick Lists'!$C$278),$H$397,IF($H$396=\"Diesel Generators\",DieselFuelContent,H404)))","v":0},"/",{"$f":"IF($H$393=\"\",\"\",Conversions!$D$81)","v":""},"=",{"$f":"IF(F533=\"\",\"\",IF($H$394='Pick Lists'!$B$55,F533*J533,H533/J533)*L533/N533)","v":{"$error":"#VALUE!"}},null,null,null,{"$f":"AND(elecreplfuelCalc='Pick Lists'!$B$52,D533<=YearImpact,D533>=AdoptionYear)","v":false}]
[null,null,null,2016,null,{"$f":"IF($J$92='Pick Lists'!$B$287,IF(J105=\"\",0,J105),DataProjection!C95)*IF(OR($L$99='Pick Lists'!$B$63,$L$94='Pick Lists'!$B$63),Conversions!$E$50,Conversions!$E$51)","v":0},"=",{"$f":"IF(F534=\"\",\"\",IF($J$17='Pick Lists'!$B$52,F534*Conversions!$K$50,F534*IF($F$527='Pick Lists'!$B$17,Conversions!$K$56,\"\")))","v":{"$error":"#VALUE!"}},{"$f":"IF($H$394='Pick Lists'!$B$56,\"/\",\"×\")","v":"×"},{"$f":"IF($H$394='Pick Lists'!$B$55,IF(AND(gridconnectionCalc='Pick Lists'!$B$72,GridLoss<>\"NA\"),1/(1-GridLoss),IF(AND(gridconnectionCalc='Pick Lists'!$B$72,GridLoss=\"NA\"),1,IF(gridconnectionCalc='Pick Lists'!$B$73,1/(1-GridLoss),DieselEfficiency))),DieselEfficiency)","v":0.34858283579161098},"×",{"$f":"IF($H$396='Pick Lists'!$C$269,J328,IF(OR($H$396='Pick Lists'!$C$271,$H$396='Pick Lists'!$C$278),$H$397,IF($H$396=\"Diesel Generators\",DieselFuelContent,H405)))","v":0},"/",{"$f":"IF($H$393=\"\",\"\",Conversions!$D$81)","v":""},"=",{"$f":"IF(F534=\"\",\"\",IF($H$394='Pick Lists'!$B$55,F534*J534,H534/J534)*L534/N534)","v":{"$error":"#VALUE!"}},null,null,null,{"$f":"AND(elecreplfuelCalc='Pick Lists'!$B$52,D534<=YearImpact,D534>=AdoptionYear)","v":false}]
[null,null,null,2017,null,{"$f":"IF($J$92='Pick Lists'!$B$287,IF(J106=\"\",0,J106),DataProjection!C96)*IF(OR($L$99='Pick Lists'!$B$63,$L$94='Pick Lists'!$B$63),Conversions!$E$50,Conversions!$E$51)","v":0},"=",{"$f":"IF(F535=\"\",\"\",IF($J$17='Pick Lists'!$B$52,F535*Conversions!$K$50,F535*IF($F$527='Pick Lists'!$B$17,Conversions!$K$56,\"\")))","v":{"$error":"#VALUE!"}},{"$f":"IF($H$394='Pick Lists'!$B$56,\"/\",\"×\")","v":"×"},{"$f":"IF($H$394='Pick Lists'!$B$55,IF(AND(gridconnectionCalc='Pick Lists'!$B$72,GridLoss<>\"NA\"),1/(1-GridLoss),IF(AND(gridconnectionCalc='Pick Lists'!$B$72,GridLoss=\"NA\"),1,IF(gridconnectionCalc='Pick Lists'!$B$73,1/(1-GridLoss),DieselEfficiency))),DieselEfficiency)","v":0.34858283579161098},"×",{"$f":"IF($H$396='Pick Lists'!$C$269,J329,IF(OR($H$396='Pick Lists'!$C$271,$H$396='Pick Lists'!$C$278),$H$397,IF($H$396=\"Diesel Generators\",DieselFuelContent,H406)))","v":0},"/",{"$f":"IF($H$393=\"\",\"\",Conversions!$D$81)","v":""},"=",{"$f":"IF(F535=\"\",\"\",IF($H$394='Pick Lists'!$B$55,F535*J535,H535/J535)*L535/N535)","v":{"$error":"#VALUE!"}},null,null,null,{"$f":"AND(elecreplfuelCalc='Pick Lists'!$B$52,D535<=YearImpact,D535>=AdoptionYear)","v":false}]
[null,null,null,2018,null,{"$f":"IF($J$92='Pick Lists'!$B$287,IF(J107=\"\",0,J107),DataProjection!C97)*IF(OR($L$99='Pick Lists'!$B$63,$L$94='Pick Lists'!$B$63),Conversions!$E$50,Conversions!$E$51)","v":0},"=",{"$f":"IF(F536=\"\",\"\",IF($J$17='Pick Lists'!$B$52,F536*Conversions!$K$50,F536*IF($F$527='Pick Lists'!$B$17,Conversions!$K$56,\"\")))","v":{"$error":"#VALUE!"}},{"$f":"IF($H$394='Pick Lists'!$B$56,\"/\",\"×\")","v":"×"},{"$f":"IF($H$394='Pick Lists'!$B$55,IF(AND(gridconnectionCalc='Pick Lists'!$B$72,GridLoss<>\"NA\"),1/(1-GridLoss),IF(AND(gridconnectionCalc='Pick Lists'!$B$72,GridLoss=\"NA\"),1,IF(gridconnectionCalc='Pick Lists'!$B$73,1/(1-GridLoss),DieselEfficiency))),DieselEfficiency)","v":0.34858283579161098},"×",{"$f":"IF($H$396='Pick Lists'!$C$269,J330,IF(OR($H$396='Pick Lists'!$C$271,$H$396='Pick Lists'!$C$278),$H$397,IF($H$396=\"Diesel Generators\",DieselFuelContent,H407)))","v":0},"/",{"$f":"IF($H$393=\"\",\"\",Conversions!$D$81)","v":""},"=",{"$f":"IF(F536=\"\",\"\",IF($H$394='Pick Lists'!$B$55,F536*J536,H536/J536)*L536/N536)","v":{"$error":"#VALUE!"}},null,null,null,{"$f":"AND(elecreplfuelCalc='Pick Lists'!$B$52,D536<=YearImpact,D536>=AdoptionYear)","v":false}]
[null,null,null,2019,null,{"$f":"IF($J$92='Pick Lists'!$B$287,IF(J108=\"\",0,J108),DataProjection!C98)*IF(OR($L$99='Pick Lists'!$B$63,$L$94='Pick Lists'!$B$63),Conversions!$E$50,Conversions!$E$51)","v":0},"=",{"$f":"IF(F537=\"\",\"\",IF($J$17='Pick Lists'!$B$52,F537*Conversions!$K$50,F537*IF($F$527='Pick Lists'!$B$17,Conversions!$K$56,\"\")))","v":{"$error":"#VALUE!"}},{"$f":"IF($H$394='Pick Lists'!$B$56,\"/\",\"×\")","v":"×"},{"$f":"IF($H$394='Pick Lists'!$B$55,IF(AND(gridconnectionCalc='Pick Lists'!$B$72,GridLoss<>\"NA\"),1/(1-GridLoss),IF(AND(gridconnectionCalc='Pick Lists'!$B$72,GridLoss=\"NA\"),1,IF(gridconnectionCalc='Pick Lists'!$B$73,1/(1-GridLoss),DieselEfficiency))),DieselEfficiency)","v":0.34858283579161098},"×",{"$f":"IF($H$396='Pick Lists'!$C$269,J331,IF(OR($H$396='Pick Lists'!$C$271,$H$396='Pick Lists'!$C$278),$H$397,IF($H$396=\"Diesel Generators\",DieselFuelContent,H408)))","v":0},"/",{"$f":"IF($H$393=\"\",\"\",Conversions!$D$81)","v":""},"=",{"$f":"IF(F537=\"\",\"\",IF($H$394='Pick Lists'!$B$55,F537*J537,H537/J537)*L537/N537)","v":{"$error":"#VALUE!"}},null,null,null,{"$f":"AND(elecreplfuelCalc='Pick Lists'!$B$52,D537<=YearImpact,D537>=AdoptionYear)","v":false}]
[null,null,null,2020,null,{"$f":"IF($J$92='Pick Lists'!$B$287,IF(J109=\"\",0,J109),DataProjection!C99)*IF(OR($L$99='Pick Lists'!$B$63,$L$94='Pick Lists'!$B$63),Conversions!$E$50,Conversions!$E$51)","v":0},"=",{"$f":"IF(F538=\"\",\"\",IF($J$17='Pick Lists'!$B$52,F538*Conversions!$K$50,F538*IF($F$527='Pick Lists'!$B$17,Conversions!$K$56,\"\")))","v":{"$error":"#VALUE!"}},{"$f":"IF($H$394='Pick Lists'!$B$56,\"/\",\"×\")","v":"×"},{"$f":"IF($H$394='Pick Lists'!$B$55,IF(AND(gridconnectionCalc='Pick Lists'!$B$72,GridLoss<>\"NA\"),1/(1-GridLoss),IF(AND(gridconnectionCalc='Pick Lists'!$B$72,GridLoss=\"NA\"),1,IF(gridconnectionCalc='Pick Lists'!$B$73,1/(1-GridLoss),DieselEfficiency))),DieselEfficiency)","v":0.34858283579161098},"×",{"$f":"IF($H$396='Pick Lists'!$C$269,J332,IF(OR($H$396='Pick Lists'!$C$271,$H$396='Pick Lists'!$C$278),$H$397,IF($H$396=\"Diesel Generators\",DieselFuelContent,H409)))","v":0},"/",{"$f":"IF($H$393=\"\",\"\",Conversions!$D$81)","v":""},"=",{"$f":"IF(F538=\"\",\"\",IF($H$394='Pick Lists'!$B$55,F538*J538,H538/J538)*L538/N538)","v":{"$error":"#VALUE!"}},null,null,null,{"$f":"AND(elecreplfuelCalc='Pick Lists'!$B$52,D538<=YearImpact,D538>=AdoptionYear)","v":false}]
[null,null,null,2021,null,{"$f":"IF($J$92='Pick Lists'!$B$287,IF(J110=\"\",0,J110),DataProjection!C100)*IF(OR($L$99='Pick Lists'!$B$63,$L$94='Pick Lists'!$B$63),Conversions!$E$50,Conversions!$E$51)","v":0},"=",{"$f":"IF(F539=\"\",\"\",IF($J$17='Pick Lists'!$B$52,F539*Conversions!$K$50,F539*IF($F$527='Pick Lists'!$B$17,Conversions!$K$56,\"\")))","v":{"$error":"#VALUE!"}},{"$f":"IF($H$394='Pick Lists'!$B$56,\"/\",\"×\")","v":"×"},{"$f":"IF($H$394='Pick Lists'!$B$55,IF(AND(gridconnectionCalc='Pick Lists'!$B$72,GridLoss<>\"NA\"),1/(1-GridLoss),IF(AND(gridconnectionCalc='Pick Lists'!$B$72,GridLoss=\"NA\"),1,IF(gridconnectionCalc='Pick Lists'!$B$73,1/(1-GridLoss),DieselEfficiency))),DieselEfficiency)","v":0.34858283579161098},"×",{"$f":"IF($H$396='Pick Lists'!$C$269,J333,IF(OR($H$396='Pick Lists'!$C$271,$H$396='Pick Lists'!$C$278),$H$397,IF($H$396=\"Diesel Generators\",DieselFuelContent,H410)))","v":0},"/",{"$f":"IF($H$393=\"\",\"\",Conversions!$D$81)","v":""},"=",{"$f":"IF(F539=\"\",\"\",IF($H$394='Pick Lists'!$B$55,F539*J539,H539/J539)*L539/N539)","v":{"$error":"#VALUE!"}},null,null,null,{"$f":"AND(elecreplfuelCalc='Pick Lists'!$B$52,D539<=YearImpact,D539>=AdoptionYear)","v":false}]
[null,null,null,2022,null,{"$f":"IF($J$92='Pick Lists'!$B$287,IF(J111=\"\",0,J111),DataProjection!C101)*IF(OR($L$99='Pick Lists'!$B$63,$L$94='Pick Lists'!$B$63),Conversions!$E$50,Conversions!$E$51)","v":0},"=",{"$f":"IF(F540=\"\",\"\",IF($J$17='Pick Lists'!$B$52,F540*Conversions!$K$50,F540*IF($F$527='Pick Lists'!$B$17,Conversions!$K$56,\"\")))","v":{"$error":"#VALUE!"}},{"$f":"IF($H$394='Pick Lists'!$B$56,\"/\",\"×\")","v":"×"},{"$f":"IF($H$394='Pick Lists'!$B$55,IF(AND(gridconnectionCalc='Pick Lists'!$B$72,GridLoss<>\"NA\"),1/(1-GridLoss),IF(AND(gridconnectionCalc='Pick Lists'!$B$72,GridLoss=\"NA\"),1,IF(gridconnectionCalc='Pick Lists'!$B$73,1/(1-GridLoss),DieselEfficiency))),DieselEfficiency)","v":0.34858283579161098},"×",{"$f":"IF($H$396='Pick Lists'!$C$269,J334,IF(OR($H$396='Pick Lists'!$C$271,$H$396='Pick Lists'!$C$278),$H$397,IF($H$396=\"Diesel Generators\",DieselFuelContent,H411)))","v":0},"/",{"$f":"IF($H$393=\"\",\"\",Conversions!$D$81)","v":""},"=",{"$f":"IF(F540=\"\",\"\",IF($H$394='Pick Lists'!$B$55,F540*J540,H540/J540)*L540/N540)","v":{"$error":"#VALUE!"}},null,null,null,{"$f":"AND(elecreplfuelCalc='Pick Lists'!$B$52,D540<=YearImpact,D540>=AdoptionYear)","v":false}]
[null,null,null,2023,null,{"$f":"IF($J$92='Pick Lists'!$B$287,IF(J112=\"\",0,J112),DataProjection!C102)*IF(OR($L$99='Pick Lists'!$B$63,$L$94='Pick Lists'!$B$63),Conversions!$E$50,Conversions!$E$51)","v":0},"=",{"$f":"IF(F541=\"\",\"\",IF($J$17='Pick Lists'!$B$52,F541*Conversions!$K$50,F541*IF($F$527='Pick Lists'!$B$17,Conversions!$K$56,\"\")))","v":{"$error":"#VALUE!"}},{"$f":"IF($H$394='Pick Lists'!$B$56,\"/\",\"×\")","v":"×"},{"$f":"IF($H$394='Pick Lists'!$B$55,IF(AND(gridconnectionCalc='Pick Lists'!$B$72,GridLoss<>\"NA\"),1/(1-GridLoss),IF(AND(gridconnectionCalc='Pick Lists'!$B$72,GridLoss=\"NA\"),1,IF(gridconnectionCalc='Pick Lists'!$B$73,1/(1-GridLoss),DieselEfficiency))),DieselEfficiency)","v":0.34858283579161098},"×",{"$f":"IF($H$396='Pick Lists'!$C$269,J335,IF(OR($H$396='Pick Lists'!$C$271,$H$396='Pick Lists'!$C$278),$H$397,IF($H$396=\"Diesel Generators\",DieselFuelContent,H412)))","v":0},"/",{"$f":"IF($H$393=\"\",\"\",Conversions!$D$81)","v":""},"=",{"$f":"IF(F541=\"\",\"\",IF($H$394='Pick Lists'!$B$55,F541*J541,H541/J541)*L541/N541)","v":{"$error":"#VALUE!"}},null,null,null,{"$f":"AND(elecreplfuelCalc='Pick Lists'!$B$52,D541<=YearImpact,D541>=AdoptionYear)","v":false}]
[null,null,null,2024,null,{"$f":"IF($J$92='Pick Lists'!$B$287,IF(J113=\"\",0,J113),DataProjection!C103)*IF(OR($L$99='Pick Lists'!$B$63,$L$94='Pick Lists'!$B$63),Conversions!$E$50,Conversions!$E$51)","v":0},"=",{"$f":"IF(F542=\"\",\"\",IF($J$17='Pick Lists'!$B$52,F542*Conversions!$K$50,F542*IF($F$527='Pick Lists'!$B$17,Conversions!$K$56,\"\")))","v":{"$error":"#VALUE!"}},{"$f":"IF($H$394='Pick Lists'!$B$56,\"/\",\"×\")","v":"×"},{"$f":"IF($H$394='Pick Lists'!$B$55,IF(AND(gridconnectionCalc='Pick Lists'!$B$72,GridLoss<>\"NA\"),1/(1-GridLoss),IF(AND(gridconnectionCalc='Pick Lists'!$B$72,GridLoss=\"NA\"),1,IF(gridconnectionCalc='Pick Lists'!$B$73,1/(1-GridLoss),DieselEfficiency))),DieselEfficiency)","v":0.34858283579161098},"×",{"$f":"IF($H$396='Pick Lists'!$C$269,J336,IF(OR($H$396='Pick Lists'!$C$271,$H$396='Pick Lists'!$C$278),$H$397,IF($H$396=\"Diesel Generators\",DieselFuelContent,H413)))","v":0},"/",{"$f":"IF($H$393=\"\",\"\",Conversions!$D$81)","v":""},"=",{"$f":"IF(F542=\"\",\"\",IF($H$394='Pick Lists'!$B$55,F542*J542,H542/J542)*L542/N542)","v":{"$error":"#VALUE!"}},null,null,null,{"$f":"AND(elecreplfuelCalc='Pick Lists'!$B$52,D542<=YearImpact,D542>=AdoptionYear)","v":false}]
[null,null,null,2025,null,{"$f":"IF($J$92='Pick Lists'!$B$287,IF(J114=\"\",0,J114),DataProjection!C104)*IF(OR($L$99='Pick Lists'!$B$63,$L$94='Pick Lists'!$B$63),Conversions!$E$50,Conversions!$E$51)","v":0},"=",{"$f":"IF(F543=\"\",\"\",IF($J$17='Pick Lists'!$B$52,F543*Conversions!$K$50,F543*IF($F$527='Pick Lists'!$B$17,Conversions!$K$56,\"\")))","v":{"$error":"#VALUE!"}},{"$f":"IF($H$394='Pick Lists'!$B$56,\"/\",\"×\")","v":"×"},{"$f":"IF($H$394='Pick Lists'!$B$55,IF(AND(gridconnectionCalc='Pick Lists'!$B$72,GridLoss<>\"NA\"),1/(1-GridLoss),IF(AND(gridconnectionCalc='Pick Lists'!$B$72,GridLoss=\"NA\"),1,IF(gridconnectionCalc='Pick Lists'!$B$73,1/(1-GridLoss),DieselEfficiency))),DieselEfficiency)","v":0.34858283579161098},"×",{"$f":"IF($H$396='Pick Lists'!$C$269,J337,IF(OR($H$396='Pick Lists'!$C$271,$H$396='Pick Lists'!$C$278),$H$397,IF($H$396=\"Diesel Generators\",DieselFuelContent,H414)))","v":0},"/",{"$f":"IF($H$393=\"\",\"\",Conversions!$D$81)","v":""},"=",{"$f":"IF(F543=\"\",\"\",IF($H$394='Pick Lists'!$B$55,F543*J543,H543/J543)*L543/N543)","v":{"$error":"#VALUE!"}},null,null,null,{"$f":"AND(elecreplfuelCalc='Pick Lists'!$B$52,D543<=YearImpact,D543>=AdoptionYear)","v":false}]
[null,null,null,2026,null,{"$f":"IF($J$92='Pick Lists'!$B$287,IF(J115=\"\",0,J115),DataProjection!C105)*IF(OR($L$99='Pick Lists'!$B$63,$L$94='Pick Lists'!$B$63),Conversions!$E$50,Conversions!$E$51)","v":0},"=",{"$f":"IF(F544=\"\",\"\",IF($J$17='Pick Lists'!$B$52,F544*Conversions!$K$50,F544*IF($F$527='Pick Lists'!$B$17,Conversions!$K$56,\"\")))","v":{"$error":"#VALUE!"}},{"$f":"IF($H$394='Pick Lists'!$B$56,\"/\",\"×\")","v":"×"},{"$f":"IF($H$394='Pick Lists'!$B$55,IF(AND(gridconnectionCalc='Pick Lists'!$B$72,GridLoss<>\"NA\"),1/(1-GridLoss),IF(AND(gridconnectionCalc='Pick Lists'!$B$72,GridLoss=\"NA\"),1,IF(gridconnectionCalc='Pick Lists'!$B$73,1/(1-GridLoss),DieselEfficiency))),DieselEfficiency)","v":0.34858283579161098},"×",{"$f":"IF($H$396='Pick Lists'!$C$269,J338,IF(OR($H$396='Pick Lists'!$C$271,$H$396='Pick Lists'!$C$278),$H$397,IF($H$396=\"Diesel Generators\",DieselFuelContent,H415)))","v":0},"/",{"$f":"IF($H$393=\"\",\"\",Conversions!$D$81)","v":""},"=",{"$f":"IF(F544=\"\",\"\",IF($H$394='Pick Lists'!$B$55,F544*J544,H544/J544)*L544/N544)","v":{"$error":"#VALUE!"}},null,null,{"$f":"IF(D544<AdoptionYear,\"HIDE\",\"\")","v":""},{"$f":"AND(elecreplfuelCalc='Pick Lists'!$B$52,D544<=YearImpact,D544>=AdoptionYear)","v":false}]
[null,null,null,2027,null,{"$f":"IF($J$92='Pick Lists'!$B$287,IF(J116=\"\",0,J116),DataProjection!C106)*IF(OR($L$99='Pick Lists'!$B$63,$L$94='Pick Lists'!$B$63),Conversions!$E$50,Conversions!$E$51)","v":0},"=",{"$f":"IF(F545=\"\",\"\",IF($J$17='Pick Lists'!$B$52,F545*Conversions!$K$50,F545*IF($F$527='Pick Lists'!$B$17,Conversions!$K$56,\"\")))","v":{"$error":"#VALUE!"}},{"$f":"IF($H$394='Pick Lists'!$B$56,\"/\",\"×\")","v":"×"},{"$f":"IF($H$394='Pick Lists'!$B$55,IF(AND(gridconnectionCalc='Pick Lists'!$B$72,GridLoss<>\"NA\"),1/(1-GridLoss),IF(AND(gridconnectionCalc='Pick Lists'!$B$72,GridLoss=\"NA\"),1,IF(gridconnectionCalc='Pick Lists'!$B$73,1/(1-GridLoss),DieselEfficiency))),DieselEfficiency)","v":0.34858283579161098},"×",{"$f":"IF($H$396='Pick Lists'!$C$269,J339,IF(OR($H$396='Pick Lists'!$C$271,$H$396='Pick Lists'!$C$278),$H$397,IF($H$396=\"Diesel Generators\",DieselFuelContent,H416)))","v":0},"/",{"$f":"IF($H$393=\"\",\"\",Conversions!$D$81)","v":""},"=",{"$f":"IF(F545=\"\",\"\",IF($H$394='Pick Lists'!$B$55,F545*J545,H545/J545)*L545/N545)","v":{"$error":"#VALUE!"}},null,null,"",{"$f":"AND(elecreplfuelCalc='Pick Lists'!$B$52,D545<=YearImpact,D545>=AdoptionYear)","v":false}]
[null,null,null,2028,null,{"$f":"IF($J$92='Pick Lists'!$B$287,IF(J117=\"\",0,J117),DataProjection!C107)*IF(OR($L$99='Pick Lists'!$B$63,$L$94='Pick Lists'!$B$63),Conversions!$E$50,Conversions!$E$51)","v":0},"=",{"$f":"IF(F546=\"\",\"\",IF($J$17='Pick Lists'!$B$52,F546*Conversions!$K$50,F546*IF($F$527='Pick Lists'!$B$17,Conversions!$K$56,\"\")))","v":{"$error":"#VALUE!"}},{"$f":"IF($H$394='Pick Lists'!$B$56,\"/\",\"×\")","v":"×"},{"$f":"IF($H$394='Pick Lists'!$B$55,IF(AND(gridconnectionCalc='Pick Lists'!$B$72,GridLoss<>\"NA\"),1/(1-GridLoss),IF(AND(gridconnectionCalc='Pick Lists'!$B$72,GridLoss=\"NA\"),1,IF(gridconnectionCalc='Pick Lists'!$B$73,1/(1-GridLoss),DieselEfficiency))),DieselEfficiency)","v":0.34858283579161098},"×",{"$f":"IF($H$396='Pick Lists'!$C$269,J340,IF(OR($H$396='Pick Lists'!$C$271,$H$396='Pick Lists'!$C$278),$H$397,IF($H$396=\"Diesel Generators\",DieselFuelContent,H417)))","v":0},"/",{"$f":"IF($H$393=\"\",\"\",Conversions!$D$81)","v":""},"=",{"$f":"IF(F546=\"\",\"\",IF($H$394='Pick Lists'!$B$55,F546*J546,H546/J546)*L546/N546)","v":{"$error":"#VALUE!"}},null,null,"",{"$f":"AND(elecreplfuelCalc='Pick Lists'!$B$52,D546<=YearImpact,D546>=AdoptionYear)","v":false}]
[null,null,null,2029,null,{"$f":"IF($J$92='Pick Lists'!$B$287,IF(J118=\"\",0,J118),DataProjection!C108)*IF(OR($L$99='Pick Lists'!$B$63,$L$94='Pick Lists'!$B$63),Conversions!$E$50,Conversions!$E$51)","v":0},"=",{"$f":"IF(F547=\"\",\"\",IF($J$17='Pick Lists'!$B$52,F547*Conversions!$K$50,F547*IF($F$527='Pick Lists'!$B$17,Conversions!$K$56,\"\")))","v":{"$error":"#VALUE!"}},{"$f":"IF($H$394='Pick Lists'!$B$56,\"/\",\"×\")","v":"×"},{"$f":"IF($H$394='Pick Lists'!$B$55,IF(AND(gridconnectionCalc='Pick Lists'!$B$72,GridLoss<>\"NA\"),1/(1-GridLoss),IF(AND(gridconnectionCalc='Pick Lists'!$B$72,GridLoss=\"NA\"),1,IF(gridconnectionCalc='Pick Lists'!$B$73,1/(1-GridLoss),DieselEfficiency))),DieselEfficiency)","v":0.34858283579161098},"×",{"$f":"IF($H$396='Pick Lists'!$C$269,J341,IF(OR($H$396='Pick Lists'!$C$271,$H$396='Pick Lists'!$C$278),$H$397,IF($H$396=\"Diesel Generators\",DieselFuelContent,H418)))","v":0},"/",{"$f":"IF($H$393=\"\",\"\",Conversions!$D$81)","v":""},"=",{"$f":"IF(F547=\"\",\"\",IF($H$394='Pick Lists'!$B$55,F547*J547,H547/J547)*L547/N547)","v":{"$error":"#VALUE!"}},null,null,"",{"$f":"AND(elecreplfuelCalc='Pick Lists'!$B$52,D547<=YearImpact,D547>=AdoptionYear)","v":false}]
[null,null,null,2030,null,{"$f":"IF($J$92='Pick Lists'!$B$287,IF(J119=\"\",0,J119),DataProjection!C109)*IF(OR($L$99='Pick Lists'!$B$63,$L$94='Pick Lists'!$B$63),Conversions!$E$50,Conversions!$E$51)","v":0},"=",{"$f":"IF(F548=\"\",\"\",IF($J$17='Pick Lists'!$B$52,F548*Conversions!$K$50,F548*IF($F$527='Pick Lists'!$B$17,Conversions!$K$56,\"\")))","v":{"$error":"#VALUE!"}},{"$f":"IF($H$394='Pick Lists'!$B$56,\"/\",\"×\")","v":"×"},{"$f":"IF($H$394='Pick Lists'!$B$55,IF(AND(gridconnectionCalc='Pick Lists'!$B$72,GridLoss<>\"NA\"),1/(1-GridLoss),IF(AND(gridconnectionCalc='Pick Lists'!$B$72,GridLoss=\"NA\"),1,IF(gridconnectionCalc='Pick Lists'!$B$73,1/(1-GridLoss),DieselEfficiency))),DieselEfficiency)","v":0.34858283579161098},"×",{"$f":"IF($H$396='Pick Lists'!$C$269,J342,IF(OR($H$396='Pick Lists'!$C$271,$H$396='Pick Lists'!$C$278),$H$397,IF($H$396=\"Diesel Generators\",DieselFuelContent,H419)))","v":0},"/",{"$f":"IF($H$393=\"\",\"\",Conversions!$D$81)","v":""},"=",{"$f":"IF(F548=\"\",\"\",IF($H$394='Pick Lists'!$B$55,F548*J548,H548/J548)*L548/N548)","v":{"$error":"#VALUE!"}},null,null,"",{"$f":"AND(elecreplfuelCalc='Pick Lists'!$B$52,D548<=YearImpact,D548>=AdoptionYear)","v":false}]
[null,null,null,2031,null,{"$f":"IF($J$92='Pick Lists'!$B$287,IF(J120=\"\",0,J120),DataProjection!C110)*IF(OR($L$99='Pick Lists'!$B$63,$L$94='Pick Lists'!$B$63),Conversions!$E$50,Conversions!$E$51)","v":0},"=",{"$f":"IF(F549=\"\",\"\",IF($J$17='Pick Lists'!$B$52,F549*Conversions!$K$50,F549*IF($F$527='Pick Lists'!$B$17,Conversions!$K$56,\"\")))","v":{"$error":"#VALUE!"}},{"$f":"IF($H$394='Pick Lists'!$B$56,\"/\",\"×\")","v":"×"},{"$f":"IF($H$394='Pick Lists'!$B$55,IF(AND(gridconnectionCalc='Pick Lists'!$B$72,GridLoss<>\"NA\"),1/(1-GridLoss),IF(AND(gridconnectionCalc='Pick Lists'!$B$72,GridLoss=\"NA\"),1,IF(gridconnectionCalc='Pick Lists'!$B$73,1/(1-GridLoss),DieselEfficiency))),DieselEfficiency)","v":0.34858283579161098},"×",{"$f":"IF($H$396='Pick Lists'!$C$269,J343,IF(OR($H$396='Pick Lists'!$C$271,$H$396='Pick Lists'!$C$278),$H$397,IF($H$396=\"Diesel Generators\",DieselFuelContent,H420)))","v":0},"/",{"$f":"IF($H$393=\"\",\"\",Conversions!$D$81)","v":""},"=",{"$f":"IF(F549=\"\",\"\",IF($H$394='Pick Lists'!$B$55,F549*J549,H549/J549)*L549/N549)","v":{"$error":"#VALUE!"}},null,null,"",{"$f":"AND(elecreplfuelCalc='Pick Lists'!$B$52,D549<=YearImpact,D549>=AdoptionYear)","v":false}]
[null,null,null,2032,null,{"$f":"IF($J$92='Pick Lists'!$B$287,IF(J121=\"\",0,J121),DataProjection!C111)*IF(OR($L$99='Pick Lists'!$B$63,$L$94='Pick Lists'!$B$63),Conversions!$E$50,Conversions!$E$51)","v":0},"=",{"$f":"IF(F550=\"\",\"\",IF($J$17='Pick Lists'!$B$52,F550*Conversions!$K$50,F550*IF($F$527='Pick Lists'!$B$17,Conversions!$K$56,\"\")))","v":{"$error":"#VALUE!"}},{"$f":"IF($H$394='Pick Lists'!$B$56,\"/\",\"×\")","v":"×"},{"$f":"IF($H$394='Pick Lists'!$B$55,IF(AND(gridconnectionCalc='Pick Lists'!$B$72,GridLoss<>\"NA\"),1/(1-GridLoss),IF(AND(gridconnectionCalc='Pick Lists'!$B$72,GridLoss=\"NA\"),1,IF(gridconnectionCalc='Pick Lists'!$B$73,1/(1-GridLoss),DieselEfficiency))),DieselEfficiency)","v":0.34858283579161098},"×",{"$f":"IF($H$396='Pick Lists'!$C$269,J344,IF(OR($H$396='Pick Lists'!$C$271,$H$396='Pick Lists'!$C$278),$H$397,IF($H$396=\"Diesel Generators\",DieselFuelContent,H421)))","v":0},"/",{"$f":"IF($H$393=\"\",\"\",Conversions!$D$81)","v":""},"=",{"$f":"IF(F550=\"\",\"\",IF($H$394='Pick Lists'!$B$55,F550*J550,H550/J550)*L550/N550)","v":{"$error":"#VALUE!"}},null,null,"",{"$f":"AND(elecreplfuelCalc='Pick Lists'!$B$52,D550<=YearImpact,D550>=AdoptionYear)","v":false}]
[null,null,null,2033,null,{"$f":"IF($J$92='Pick Lists'!$B$287,IF(J122=\"\",0,J122),DataProjection!C112)*IF(OR($L$99='Pick Lists'!$B$63,$L$94='Pick Lists'!$B$63),Conversions!$E$50,Conversions!$E$51)","v":0},"=",{"$f":"IF(F551=\"\",\"\",IF($J$17='Pick Lists'!$B$52,F551*Conversions!$K$50,F551*IF($F$527='Pick Lists'!$B$17,Conversions!$K$56,\"\")))","v":{"$error":"#VALUE!"}},{"$f":"IF($H$394='Pick Lists'!$B$56,\"/\",\"×\")","v":"×"},{"$f":"IF($H$394='Pick Lists'!$B$55,IF(AND(gridconnectionCalc='Pick Lists'!$B$72,GridLoss<>\"NA\"),1/(1-GridLoss),IF(AND(gridconnectionCalc='Pick Lists'!$B$72,GridLoss=\"NA\"),1,IF(gridconnectionCalc='Pick Lists'!$B$73,1/(1-GridLoss),DieselEfficiency))),DieselEfficiency)","v":0.34858283579161098},"×",{"$f":"IF($H$396='Pick Lists'!$C$269,J345,IF(OR($H$396='Pick Lists'!$C$271,$H$396='Pick Lists'!$C$278),$H$397,IF($H$396=\"Diesel Generators\",DieselFuelContent,H422)))","v":0},"/",{"$f":"IF($H$393=\"\",\"\",Conversions!$D$81)","v":""},"=",{"$f":"IF(F551=\"\",\"\",IF($H$394='Pick Lists'!$B$55,F551*J551,H551/J551)*L551/N551)","v":{"$error":"#VALUE!"}},null,null,"",{"$f":"AND(elecreplfuelCalc='Pick Lists'!$B$52,D551<=YearImpact,D551>=AdoptionYear)","v":false}]
[null,null,null,2034,null,{"$f":"IF($J$92='Pick Lists'!$B$287,IF(J123=\"\",0,J123),DataProjection!C113)*IF(OR($L$99='Pick Lists'!$B$63,$L$94='Pick Lists'!$B$63),Conversions!$E$50,Conversions!$E$51)","v":0},"=",{"$f":"IF(F552=\"\",\"\",IF($J$17='Pick Lists'!$B$52,F552*Conversions!$K$50,F552*IF($F$527='Pick Lists'!$B$17,Conversions!$K$56,\"\")))","v":{"$error":"#VALUE!"}},{"$f":"IF($H$394='Pick Lists'!$B$56,\"/\",\"×\")","v":"×"},{"$f":"IF($H$394='Pick Lists'!$B$55,IF(AND(gridconnectionCalc='Pick Lists'!$B$72,GridLoss<>\"NA\"),1/(1-GridLoss),IF(AND(gridconnectionCalc='Pick Lists'!$B$72,GridLoss=\"NA\"),1,IF(gridconnectionCalc='Pick Lists'!$B$73,1/(1-GridLoss),DieselEfficiency))),DieselEfficiency)","v":0.34858283579161098},"×",{"$f":"IF($H$396='Pick Lists'!$C$269,J346,IF(OR($H$396='Pick Lists'!$C$271,$H$396='Pick Lists'!$C$278),$H$397,IF($H$396=\"Diesel Generators\",DieselFuelContent,H423)))","v":0},"/",{"$f":"IF($H$393=\"\",\"\",Conversions!$D$81)","v":""},"=",{"$f":"IF(F552=\"\",\"\",IF($H$394='Pick Lists'!$B$55,F552*J552,H552/J552)*L552/N552)","v":{"$error":"#VALUE!"}},null,null,"",{"$f":"AND(elecreplfuelCalc='Pick Lists'!$B$52,D552<=YearImpact,D552>=AdoptionYear)","v":false}]
[null,null,null,2035,null,{"$f":"IF($J$92='Pick Lists'!$B$287,IF(J124=\"\",0,J124),DataProjection!C114)*IF(OR($L$99='Pick Lists'!$B$63,$L$94='Pick Lists'!$B$63),Conversions!$E$50,Conversions!$E$51)","v":0},"=",{"$f":"IF(F553=\"\",\"\",IF($J$17='Pick Lists'!$B$52,F553*Conversions!$K$50,F553*IF($F$527='Pick Lists'!$B$17,Conversions!$K$56,\"\")))","v":{"$error":"#VALUE!"}},{"$f":"IF($H$394='Pick Lists'!$B$56,\"/\",\"×\")","v":"×"},{"$f":"IF($H$394='Pick Lists'!$B$55,IF(AND(gridconnectionCalc='Pick Lists'!$B$72,GridLoss<>\"NA\"),1/(1-GridLoss),IF(AND(gridconnectionCalc='Pick Lists'!$B$72,GridLoss=\"NA\"),1,IF(gridconnectionCalc='Pick Lists'!$B$73,1/(1-GridLoss),DieselEfficiency))),DieselEfficiency)","v":0.34858283579161098},"×",{"$f":"IF($H$396='Pick Lists'!$C$269,J347,IF(OR($H$396='Pick Lists'!$C$271,$H$396='Pick Lists'!$C$278),$H$397,IF($H$396=\"Diesel Generators\",DieselFuelContent,H424)))","v":0},"/",{"$f":"IF($H$393=\"\",\"\",Conversions!$D$81)","v":""},"=",{"$f":"IF(F553=\"\",\"\",IF($H$394='Pick Lists'!$B$55,F553*J553,H553/J553)*L553/N553)","v":{"$error":"#VALUE!"}},null,null,"",{"$f":"AND(elecreplfuelCalc='Pick Lists'!$B$52,D553<=YearImpact,D553>=AdoptionYear)","v":false}]
[null,null,null,2036,null,{"$f":"IF($J$92='Pick Lists'!$B$287,IF(J125=\"\",0,J125),DataProjection!C115)*IF(OR($L$99='Pick Lists'!$B$63,$L$94='Pick Lists'!$B$63),Conversions!$E$50,Conversions!$E$51)","v":0},"=",{"$f":"IF(F554=\"\",\"\",IF($J$17='Pick Lists'!$B$52,F554*Conversions!$K$50,F554*IF($F$527='Pick Lists'!$B$17,Conversions!$K$56,\"\")))","v":{"$error":"#VALUE!"}},{"$f":"IF($H$394='Pick Lists'!$B$56,\"/\",\"×\")","v":"×"},{"$f":"IF($H$394='Pick Lists'!$B$55,IF(AND(gridconnectionCalc='Pick Lists'!$B$72,GridLoss<>\"NA\"),1/(1-GridLoss),IF(AND(gridconnectionCalc='Pick Lists'!$B$72,GridLoss=\"NA\"),1,IF(gridconnectionCalc='Pick Lists'!$B$73,1/(1-GridLoss),DieselEfficiency))),DieselEfficiency)","v":0.34858283579161098},"×",{"$f":"IF($H$396='Pick Lists'!$C$269,J348,IF(OR($H$396='Pick Lists'!$C$271,$H$396='Pick Lists'!$C$278),$H$397,IF($H$396=\"Diesel Generators\",DieselFuelContent,H425)))","v":0},"/",{"$f":"IF($H$393=\"\",\"\",Conversions!$D$81)","v":""},"=",{"$f":"IF(F554=\"\",\"\",IF($H$394='Pick Lists'!$B$55,F554*J554,H554/J554)*L554/N554)","v":{"$error":"#VALUE!"}},null,null,"",{"$f":"AND(elecreplfuelCalc='Pick Lists'!$B$52,D554<=YearImpact,D554>=AdoptionYear)","v":false}]
[null,null,null,2037,null,{"$f":"IF($J$92='Pick Lists'!$B$287,IF(J126=\"\",0,J126),DataProjection!C116)*IF(OR($L$99='Pick Lists'!$B$63,$L$94='Pick Lists'!$B$63),Conversions!$E$50,Conversions!$E$51)","v":0},"=",{"$f":"IF(F555=\"\",\"\",IF($J$17='Pick Lists'!$B$52,F555*Conversions!$K$50,F555*IF($F$527='Pick Lists'!$B$17,Conversions!$K$56,\"\")))","v":{"$error":"#VALUE!"}},{"$f":"IF($H$394='Pick Lists'!$B$56,\"/\",\"×\")","v":"×"},{"$f":"IF($H$394='Pick Lists'!$B$55,IF(AND(gridconnectionCalc='Pick Lists'!$B$72,GridLoss<>\"NA\"),1/(1-GridLoss),IF(AND(gridconnectionCalc='Pick Lists'!$B$72,GridLoss=\"NA\"),1,IF(gridconnectionCalc='Pick Lists'!$B$73,1/(1-GridLoss),DieselEfficiency))),DieselEfficiency)","v":0.34858283579161098},"×",{"$f":"IF($H$396='Pick Lists'!$C$269,J349,IF(OR($H$396='Pick Lists'!$C$271,$H$396='Pick Lists'!$C$278),$H$397,IF($H$396=\"Diesel Generators\",DieselFuelContent,H426)))","v":0},"/",{"$f":"IF($H$393=\"\",\"\",Conversions!$D$81)","v":""},"=",{"$f":"IF(F555=\"\",\"\",IF($H$394='Pick Lists'!$B$55,F555*J555,H555/J555)*L555/N555)","v":{"$error":"#VALUE!"}},null,null,"",{"$f":"AND(elecreplfuelCalc='Pick Lists'!$B$52,D555<=YearImpact,D555>=AdoptionYear)","v":false}]
[null,null,null,2038,null,{"$f":"IF($J$92='Pick Lists'!$B$287,IF(J127=\"\",0,J127),DataProjection!C117)*IF(OR($L$99='Pick Lists'!$B$63,$L$94='Pick Lists'!$B$63),Conversions!$E$50,Conversions!$E$51)","v":0},"=",{"$f":"IF(F556=\"\",\"\",IF($J$17='Pick Lists'!$B$52,F556*Conversions!$K$50,F556*IF($F$527='Pick Lists'!$B$17,Conversions!$K$56,\"\")))","v":{"$error":"#VALUE!"}},{"$f":"IF($H$394='Pick Lists'!$B$56,\"/\",\"×\")","v":"×"},{"$f":"IF($H$394='Pick Lists'!$B$55,IF(AND(gridconnectionCalc='Pick Lists'!$B$72,GridLoss<>\"NA\"),1/(1-GridLoss),IF(AND(gridconnectionCalc='Pick Lists'!$B$72,GridLoss=\"NA\"),1,IF(gridconnectionCalc='Pick Lists'!$B$73,1/(1-GridLoss),DieselEfficiency))),DieselEfficiency)","v":0.34858283579161098},"×",{"$f":"IF($H$396='Pick Lists'!$C$269,J350,IF(OR($H$396='Pick Lists'!$C$271,$H$396='Pick Lists'!$C$278),$H$397,IF($H$396=\"Diesel Generators\",DieselFuelContent,H427)))","v":0},"/",{"$f":"IF($H$393=\"\",\"\",Conversions!$D$81)","v":""},"=",{"$f":"IF(F556=\"\",\"\",IF($H$394='Pick Lists'!$B$55,F556*J556,H556/J556)*L556/N556)","v":{"$error":"#VALUE!"}},null,null,"",{"$f":"AND(elecreplfuelCalc='Pick Lists'!$B$52,D556<=YearImpact,D556>=AdoptionYear)","v":false}]
[null,null,null,2039,null,{"$f":"IF($J$92='Pick Lists'!$B$287,IF(J128=\"\",0,J128),DataProjection!C118)*IF(OR($L$99='Pick Lists'!$B$63,$L$94='Pick Lists'!$B$63),Conversions!$E$50,Conversions!$E$51)","v":0},"=",{"$f":"IF(F557=\"\",\"\",IF($J$17='Pick Lists'!$B$52,F557*Conversions!$K$50,F557*IF($F$527='Pick Lists'!$B$17,Conversions!$K$56,\"\")))","v":{"$error":"#VALUE!"}},{"$f":"IF($H$394='Pick Lists'!$B$56,\"/\",\"×\")","v":"×"},{"$f":"IF($H$394='Pick Lists'!$B$55,IF(AND(gridconnectionCalc='Pick Lists'!$B$72,GridLoss<>\"NA\"),1/(1-GridLoss),IF(AND(gridconnectionCalc='Pick Lists'!$B$72,GridLoss=\"NA\"),1,IF(gridconnectionCalc='Pick Lists'!$B$73,1/(1-GridLoss),DieselEfficiency))),DieselEfficiency)","v":0.34858283579161098},"×",{"$f":"IF($H$396='Pick Lists'!$C$269,J351,IF(OR($H$396='Pick Lists'!$C$271,$H$396='Pick Lists'!$C$278),$H$397,IF($H$396=\"Diesel Generators\",DieselFuelContent,H428)))","v":0},"/",{"$f":"IF($H$393=\"\",\"\",Conversions!$D$81)","v":""},"=",{"$f":"IF(F557=\"\",\"\",IF($H$394='Pick Lists'!$B$55,F557*J557,H557/J557)*L557/N557)","v":{"$error":"#VALUE!"}},null,null,"",{"$f":"AND(elecreplfuelCalc='Pick Lists'!$B$52,D557<=YearImpact,D557>=AdoptionYear)","v":false}]
[null,null,null,2040,null,{"$f":"IF($J$92='Pick Lists'!$B$287,IF(J129=\"\",0,J129),DataProjection!C119)*IF(OR($L$99='Pick Lists'!$B$63,$L$94='Pick Lists'!$B$63),Conversions!$E$50,Conversions!$E$51)","v":0},"=",{"$f":"IF(F558=\"\",\"\",IF($J$17='Pick Lists'!$B$52,F558*Conversions!$K$50,F558*IF($F$527='Pick Lists'!$B$17,Conversions!$K$56,\"\")))","v":{"$error":"#VALUE!"}},{"$f":"IF($H$394='Pick Lists'!$B$56,\"/\",\"×\")","v":"×"},{"$f":"IF($H$394='Pick Lists'!$B$55,IF(AND(gridconnectionCalc='Pick Lists'!$B$72,GridLoss<>\"NA\"),1/(1-GridLoss),IF(AND(gridconnectionCalc='Pick Lists'!$B$72,GridLoss=\"NA\"),1,IF(gridconnectionCalc='Pick Lists'!$B$73,1/(1-GridLoss),DieselEfficiency))),DieselEfficiency)","v":0.34858283579161098},"×",{"$f":"IF($H$396='Pick Lists'!$C$269,J352,IF(OR($H$396='Pick Lists'!$C$271,$H$396='Pick Lists'!$C$278),$H$397,IF($H$396=\"Diesel Generators\",DieselFuelContent,H429)))","v":0},"/",{"$f":"IF($H$393=\"\",\"\",Conversions!$D$81)","v":""},"=",{"$f":"IF(F558=\"\",\"\",IF($H$394='Pick Lists'!$B$55,F558*J558,H558/J558)*L558/N558)","v":{"$error":"#VALUE!"}},null,null,"",{"$f":"AND(elecreplfuelCalc='Pick Lists'!$B$52,D558<=YearImpact,D558>=AdoptionYear)","v":false}]
[null,null,null,2041,null,{"$f":"IF($J$92='Pick Lists'!$B$287,IF(J130=\"\",0,J130),DataProjection!C120)*IF(OR($L$99='Pick Lists'!$B$63,$L$94='Pick Lists'!$B$63),Conversions!$E$50,Conversions!$E$51)","v":0},"=",{"$f":"IF(F559=\"\",\"\",IF($J$17='Pick Lists'!$B$52,F559*Conversions!$K$50,F559*IF($F$527='Pick Lists'!$B$17,Conversions!$K$56,\"\")))","v":{"$error":"#VALUE!"}},{"$f":"IF($H$394='Pick Lists'!$B$56,\"/\",\"×\")","v":"×"},{"$f":"IF($H$394='Pick Lists'!$B$55,IF(AND(gridconnectionCalc='Pick Lists'!$B$72,GridLoss<>\"NA\"),1/(1-GridLoss),IF(AND(gridconnectionCalc='Pick Lists'!$B$72,GridLoss=\"NA\"),1,IF(gridconnectionCalc='Pick Lists'!$B$73,1/(1-GridLoss),DieselEfficiency))),DieselEfficiency)","v":0.34858283579161098},"×",{"$f":"IF($H$396='Pick Lists'!$C$269,J353,IF(OR($H$396='Pick Lists'!$C$271,$H$396='Pick Lists'!$C$278),$H$397,IF($H$396=\"Diesel Generators\",DieselFuelContent,H430)))","v":0},"/",{"$f":"IF($H$393=\"\",\"\",Conversions!$D$81)","v":""},"=",{"$f":"IF(F559=\"\",\"\",IF($H$394='Pick Lists'!$B$55,F559*J559,H559/J559)*L559/N559)","v":{"$error":"#VALUE!"}},null,null,"",{"$f":"AND(elecreplfuelCalc='Pick Lists'!$B$52,D559<=YearImpact,D559>=AdoptionYear)","v":false}]
[null,null,null,2042,null,{"$f":"IF($J$92='Pick Lists'!$B$287,IF(J131=\"\",0,J131),DataProjection!C121)*IF(OR($L$99='Pick Lists'!$B$63,$L$94='Pick Lists'!$B$63),Conversions!$E$50,Conversions!$E$51)","v":0},"=",{"$f":"IF(F560=\"\",\"\",IF($J$17='Pick Lists'!$B$52,F560*Conversions!$K$50,F560*IF($F$527='Pick Lists'!$B$17,Conversions!$K$56,\"\")))","v":{"$error":"#VALUE!"}},{"$f":"IF($H$394='Pick Lists'!$B$56,\"/\",\"×\")","v":"×"},{"$f":"IF($H$394='Pick Lists'!$B$55,IF(AND(gridconnectionCalc='Pick Lists'!$B$72,GridLoss<>\"NA\"),1/(1-GridLoss),IF(AND(gridconnectionCalc='Pick Lists'!$B$72,GridLoss=\"NA\"),1,IF(gridconnectionCalc='Pick Lists'!$B$73,1/(1-GridLoss),DieselEfficiency))),DieselEfficiency)","v":0.34858283579161098},"×",{"$f":"IF($H$396='Pick Lists'!$C$269,J354,IF(OR($H$396='Pick Lists'!$C$271,$H$396='Pick Lists'!$C$278),$H$397,IF($H$396=\"Diesel Generators\",DieselFuelContent,H431)))","v":0},"/",{"$f":"IF($H$393=\"\",\"\",Conversions!$D$81)","v":""},"=",{"$f":"IF(F560=\"\",\"\",IF($H$394='Pick Lists'!$B$55,F560*J560,H560/J560)*L560/N560)","v":{"$error":"#VALUE!"}},null,null,"",{"$f":"AND(elecreplfuelCalc='Pick Lists'!$B$52,D560<=YearImpact,D560>=AdoptionYear)","v":false}]
[null,null,null,2043,null,{"$f":"IF($J$92='Pick Lists'!$B$287,IF(J132=\"\",0,J132),DataProjection!C122)*IF(OR($L$99='Pick Lists'!$B$63,$L$94='Pick Lists'!$B$63),Conversions!$E$50,Conversions!$E$51)","v":0},"=",{"$f":"IF(F561=\"\",\"\",IF($J$17='Pick Lists'!$B$52,F561*Conversions!$K$50,F561*IF($F$527='Pick Lists'!$B$17,Conversions!$K$56,\"\")))","v":{"$error":"#VALUE!"}},{"$f":"IF($H$394='Pick Lists'!$B$56,\"/\",\"×\")","v":"×"},{"$f":"IF($H$394='Pick Lists'!$B$55,IF(AND(gridconnectionCalc='Pick Lists'!$B$72,GridLoss<>\"NA\"),1/(1-GridLoss),IF(AND(gridconnectionCalc='Pick Lists'!$B$72,GridLoss=\"NA\"),1,IF(gridconnectionCalc='Pick Lists'!$B$73,1/(1-GridLoss),DieselEfficiency))),DieselEfficiency)","v":0.34858283579161098},"×",{"$f":"IF($H$396='Pick Lists'!$C$269,J355,IF(OR($H$396='Pick Lists'!$C$271,$H$396='Pick Lists'!$C$278),$H$397,IF($H$396=\"Diesel Generators\",DieselFuelContent,H432)))","v":0},"/",{"$f":"IF($H$393=\"\",\"\",Conversions!$D$81)","v":""},"=",{"$f":"IF(F561=\"\",\"\",IF($H$394='Pick Lists'!$B$55,F561*J561,H561/J561)*L561/N561)","v":{"$error":"#VALUE!"}},null,null,"",{"$f":"AND(elecreplfuelCalc='Pick Lists'!$B$52,D561<=YearImpact,D561>=AdoptionYear)","v":false}]
[null,null,null,2044,null,{"$f":"IF($J$92='Pick Lists'!$B$287,IF(J133=\"\",0,J133),DataProjection!C123)*IF(OR($L$99='Pick Lists'!$B$63,$L$94='Pick Lists'!$B$63),Conversions!$E$50,Conversions!$E$51)","v":0},"=",{"$f":"IF(F562=\"\",\"\",IF($J$17='Pick Lists'!$B$52,F562*Conversions!$K$50,F562*IF($F$527='Pick Lists'!$B$17,Conversions!$K$56,\"\")))","v":{"$error":"#VALUE!"}},{"$f":"IF($H$394='Pick Lists'!$B$56,\"/\",\"×\")","v":"×"},{"$f":"IF($H$394='Pick Lists'!$B$55,IF(AND(gridconnectionCalc='Pick Lists'!$B$72,GridLoss<>\"NA\"),1/(1-GridLoss),IF(AND(gridconnectionCalc='Pick Lists'!$B$72,GridLoss=\"NA\"),1,IF(gridconnectionCalc='Pick Lists'!$B$73,1/(1-GridLoss),DieselEfficiency))),DieselEfficiency)","v":0.34858283579161098},"×",{"$f":"IF($H$396='Pick Lists'!$C$269,J356,IF(OR($H$396='Pick Lists'!$C$271,$H$396='Pick Lists'!$C$278),$H$397,IF($H$396=\"Diesel Generators\",DieselFuelContent,H433)))","v":0},"/",{"$f":"IF($H$393=\"\",\"\",Conversions!$D$81)","v":""},"=",{"$f":"IF(F562=\"\",\"\",IF($H$394='Pick Lists'!$B$55,F562*J562,H562/J562)*L562/N562)","v":{"$error":"#VALUE!"}},null,null,"",{"$f":"AND(elecreplfuelCalc='Pick Lists'!$B$52,D562<=YearImpact,D562>=AdoptionYear)","v":false}]
[null,null,null,2045,null,{"$f":"IF($J$92='Pick Lists'!$B$287,IF(J134=\"\",0,J134),DataProjection!C124)*IF(OR($L$99='Pick Lists'!$B$63,$L$94='Pick Lists'!$B$63),Conversions!$E$50,Conversions!$E$51)","v":0},"=",{"$f":"IF(F563=\"\",\"\",IF($J$17='Pick Lists'!$B$52,F563*Conversions!$K$50,F563*IF($F$527='Pick Lists'!$B$17,Conversions!$K$56,\"\")))","v":{"$error":"#VALUE!"}},{"$f":"IF($H$394='Pick Lists'!$B$56,\"/\",\"×\")","v":"×"},{"$f":"IF($H$394='Pick Lists'!$B$55,IF(AND(gridconnectionCalc='Pick Lists'!$B$72,GridLoss<>\"NA\"),1/(1-GridLoss),IF(AND(gridconnectionCalc='Pick Lists'!$B$72,GridLoss=\"NA\"),1,IF(gridconnectionCalc='Pick Lists'!$B$73,1/(1-GridLoss),DieselEfficiency))),DieselEfficiency)","v":0.34858283579161098},"×",{"$f":"IF($H$396='Pick Lists'!$C$269,J357,IF(OR($H$396='Pick Lists'!$C$271,$H$396='Pick Lists'!$C$278),$H$397,IF($H$396=\"Diesel Generators\",DieselFuelContent,H434)))","v":0},"/",{"$f":"IF($H$393=\"\",\"\",Conversions!$D$81)","v":""},"=",{"$f":"IF(F563=\"\",\"\",IF($H$394='Pick Lists'!$B$55,F563*J563,H563/J563)*L563/N563)","v":{"$error":"#VALUE!"}},null,null,"",{"$f":"AND(elecreplfuelCalc='Pick Lists'!$B$52,D563<=YearImpact,D563>=AdoptionYear)","v":false}]
[null,null,null,2046,null,{"$f":"IF($J$92='Pick Lists'!$B$287,IF(J135=\"\",0,J135),DataProjection!C125)*IF(OR($L$99='Pick Lists'!$B$63,$L$94='Pick Lists'!$B$63),Conversions!$E$50,Conversions!$E$51)","v":0},"=",{"$f":"IF(F564=\"\",\"\",IF($J$17='Pick Lists'!$B$52,F564*Conversions!$K$50,F564*IF($F$527='Pick Lists'!$B$17,Conversions!$K$56,\"\")))","v":{"$error":"#VALUE!"}},{"$f":"IF($H$394='Pick Lists'!$B$56,\"/\",\"×\")","v":"×"},{"$f":"IF($H$394='Pick Lists'!$B$55,IF(AND(gridconnectionCalc='Pick Lists'!$B$72,GridLoss<>\"NA\"),1/(1-GridLoss),IF(AND(gridconnectionCalc='Pick Lists'!$B$72,GridLoss=\"NA\"),1,IF(gridconnectionCalc='Pick Lists'!$B$73,1/(1-GridLoss),DieselEfficiency))),DieselEfficiency)","v":0.34858283579161098},"×",{"$f":"IF($H$396='Pick Lists'!$C$269,J358,IF(OR($H$396='Pick Lists'!$C$271,$H$396='Pick Lists'!$C$278),$H$397,IF($H$396=\"Diesel Generators\",DieselFuelContent,H435)))","v":0},"/",{"$f":"IF($H$393=\"\",\"\",Conversions!$D$81)","v":""},"=",{"$f":"IF(F564=\"\",\"\",IF($H$394='Pick Lists'!$B$55,F564*J564,H564/J564)*L564/N564)","v":{"$error":"#VALUE!"}},null,null,"",{"$f":"AND(elecreplfuelCalc='Pick Lists'!$B$52,D564<=YearImpact,D564>=AdoptionYear)","v":false}]
[null,null,null,2047,null,{"$f":"IF($J$92='Pick Lists'!$B$287,IF(J136=\"\",0,J136),DataProjection!C126)*IF(OR($L$99='Pick Lists'!$B$63,$L$94='Pick Lists'!$B$63),Conversions!$E$50,Conversions!$E$51)","v":0},"=",{"$f":"IF(F565=\"\",\"\",IF($J$17='Pick Lists'!$B$52,F565*Conversions!$K$50,F565*IF($F$527='Pick Lists'!$B$17,Conversions!$K$56,\"\")))","v":{"$error":"#VALUE!"}},{"$f":"IF($H$394='Pick Lists'!$B$56,\"/\",\"×\")","v":"×"},{"$f":"IF($H$394='Pick Lists'!$B$55,IF(AND(gridconnectionCalc='Pick Lists'!$B$72,GridLoss<>\"NA\"),1/(1-GridLoss),IF(AND(gridconnectionCalc='Pick Lists'!$B$72,GridLoss=\"NA\"),1,IF(gridconnectionCalc='Pick Lists'!$B$73,1/(1-GridLoss),DieselEfficiency))),DieselEfficiency)","v":0.34858283579161098},"×",{"$f":"IF($H$396='Pick Lists'!$C$269,J359,IF(OR($H$396='Pick Lists'!$C$271,$H$396='Pick Lists'!$C$278),$H$397,IF($H$396=\"Diesel Generators\",DieselFuelContent,H436)))","v":0},"/",{"$f":"IF($H$393=\"\",\"\",Conversions!$D$81)","v":""},"=",{"$f":"IF(F565=\"\",\"\",IF($H$394='Pick Lists'!$B$55,F565*J565,H565/J565)*L565/N565)","v":{"$error":"#VALUE!"}},null,null,"",{"$f":"AND(elecreplfuelCalc='Pick Lists'!$B$52,D565<=YearImpact,D565>=AdoptionYear)","v":false}]
[null,null,null,2048,null,{"$f":"IF($J$92='Pick Lists'!$B$287,IF(J137=\"\",0,J137),DataProjection!C127)*IF(OR($L$99='Pick Lists'!$B$63,$L$94='Pick Lists'!$B$63),Conversions!$E$50,Conversions!$E$51)","v":0},"=",{"$f":"IF(F566=\"\",\"\",IF($J$17='Pick Lists'!$B$52,F566*Conversions!$K$50,F566*IF($F$527='Pick Lists'!$B$17,Conversions!$K$56,\"\")))","v":{"$error":"#VALUE!"}},{"$f":"IF($H$394='Pick Lists'!$B$56,\"/\",\"×\")","v":"×"},{"$f":"IF($H$394='Pick Lists'!$B$55,IF(AND(gridconnectionCalc='Pick Lists'!$B$72,GridLoss<>\"NA\"),1/(1-GridLoss),IF(AND(gridconnectionCalc='Pick Lists'!$B$72,GridLoss=\"NA\"),1,IF(gridconnectionCalc='Pick Lists'!$B$73,1/(1-GridLoss),DieselEfficiency))),DieselEfficiency)","v":0.34858283579161098},"×",{"$f":"IF($H$396='Pick Lists'!$C$269,J360,IF(OR($H$396='Pick Lists'!$C$271,$H$396='Pick Lists'!$C$278),$H$397,IF($H$396=\"Diesel Generators\",DieselFuelContent,H437)))","v":0},"/",{"$f":"IF($H$393=\"\",\"\",Conversions!$D$81)","v":""},"=",{"$f":"IF(F566=\"\",\"\",IF($H$394='Pick Lists'!$B$55,F566*J566,H566/J566)*L566/N566)","v":{"$error":"#VALUE!"}},null,null,"",{"$f":"AND(elecreplfuelCalc='Pick Lists'!$B$52,D566<=YearImpact,D566>=AdoptionYear)","v":false}]
[null,null,null,2049,null,{"$f":"IF($J$92='Pick Lists'!$B$287,IF(J138=\"\",0,J138),DataProjection!C128)*IF(OR($L$99='Pick Lists'!$B$63,$L$94='Pick Lists'!$B$63),Conversions!$E$50,Conversions!$E$51)","v":0},"=",{"$f":"IF(F567=\"\",\"\",IF($J$17='Pick Lists'!$B$52,F567*Conversions!$K$50,F567*IF($F$527='Pick Lists'!$B$17,Conversions!$K$56,\"\")))","v":{"$error":"#VALUE!"}},{"$f":"IF($H$394='Pick Lists'!$B$56,\"/\",\"×\")","v":"×"},{"$f":"IF($H$394='Pick Lists'!$B$55,IF(AND(gridconnectionCalc='Pick Lists'!$B$72,GridLoss<>\"NA\"),1/(1-GridLoss),IF(AND(gridconnectionCalc='Pick Lists'!$B$72,GridLoss=\"NA\"),1,IF(gridconnectionCalc='Pick Lists'!$B$73,1/(1-GridLoss),DieselEfficiency))),DieselEfficiency)","v":0.34858283579161098},"×",{"$f":"IF($H$396='Pick Lists'!$C$269,J361,IF(OR($H$396='Pick Lists'!$C$271,$H$396='Pick Lists'!$C$278),$H$397,IF($H$396=\"Diesel Generators\",DieselFuelContent,H438)))","v":0},"/",{"$f":"IF($H$393=\"\",\"\",Conversions!$D$81)","v":""},"=",{"$f":"IF(F567=\"\",\"\",IF($H$394='Pick Lists'!$B$55,F567*J567,H567/J567)*L567/N567)","v":{"$error":"#VALUE!"}},null,null,"",{"$f":"AND(elecreplfuelCalc='Pick Lists'!$B$52,D567<=YearImpact,D567>=AdoptionYear)","v":false}]
[null,null,null,2050,null,{"$f":"IF($J$92='Pick Lists'!$B$287,IF(J139=\"\",0,J139),DataProjection!C129)*IF(OR($L$99='Pick Lists'!$B$63,$L$94='Pick Lists'!$B$63),Conversions!$E$50,Conversions!$E$51)","v":0},"=",{"$f":"IF(F568=\"\",\"\",IF($J$17='Pick Lists'!$B$52,F568*Conversions!$K$50,F568*IF($F$527='Pick Lists'!$B$17,Conversions!$K$56,\"\")))","v":{"$error":"#VALUE!"}},{"$f":"IF($H$394='Pick Lists'!$B$56,\"/\",\"×\")","v":"×"},{"$f":"IF($H$394='Pick Lists'!$B$55,IF(AND(gridconnectionCalc='Pick Lists'!$B$72,GridLoss<>\"NA\"),1/(1-GridLoss),IF(AND(gridconnectionCalc='Pick Lists'!$B$72,GridLoss=\"NA\"),1,IF(gridconnectionCalc='Pick Lists'!$B$73,1/(1-GridLoss),DieselEfficiency))),DieselEfficiency)","v":0.34858283579161098},"×",{"$f":"IF($H$396='Pick Lists'!$C$269,J362,IF(OR($H$396='Pick Lists'!$C$271,$H$396='Pick Lists'!$C$278),$H$397,IF($H$396=\"Diesel Generators\",DieselFuelContent,H439)))","v":0},"/",{"$f":"IF($H$393=\"\",\"\",Conversions!$D$81)","v":""},"=",{"$f":"IF(F568=\"\",\"\",IF($H$394='Pick Lists'!$B$55,F568*J568,H568/J568)*L568/N568)","v":{"$error":"#VALUE!"}},null,null,null,{"$f":"AND(elecreplfuelCalc='Pick Lists'!$B$52,D568<=YearImpact,D568>=AdoptionYear)","v":false}]
[null,null,null,2051,null,{"$f":"IF($J$92='Pick Lists'!$B$287,IF(J140=\"\",0,J140),DataProjection!C130)*IF(OR($L$99='Pick Lists'!$B$63,$L$94='Pick Lists'!$B$63),Conversions!$E$50,Conversions!$E$51)","v":0},"=",{"$f":"IF(F569=\"\",\"\",IF($J$17='Pick Lists'!$B$52,F569*Conversions!$K$50,F569*IF($F$527='Pick Lists'!$B$17,Conversions!$K$56,\"\")))","v":{"$error":"#VALUE!"}},{"$f":"IF($H$394='Pick Lists'!$B$56,\"/\",\"×\")","v":"×"},{"$f":"IF($H$394='Pick Lists'!$B$55,IF(AND(gridconnectionCalc='Pick Lists'!$B$72,GridLoss<>\"NA\"),1/(1-GridLoss),IF(AND(gridconnectionCalc='Pick Lists'!$B$72,GridLoss=\"NA\"),1,IF(gridconnectionCalc='Pick Lists'!$B$73,1/(1-GridLoss),DieselEfficiency))),DieselEfficiency)","v":0.34858283579161098},"×",{"$f":"IF($H$396='Pick Lists'!$C$269,J363,IF(OR($H$396='Pick Lists'!$C$271,$H$396='Pick Lists'!$C$278),$H$397,IF($H$396=\"Diesel Generators\",DieselFuelContent,H440)))","v":0},"/",{"$f":"IF($H$393=\"\",\"\",Conversions!$D$81)","v":""},"=",{"$f":"IF(F569=\"\",\"\",IF($H$394='Pick Lists'!$B$55,F569*J569,H569/J569)*L569/N569)","v":{"$error":"#VALUE!"}},null,null,null,{"$f":"AND(elecreplfuelCalc='Pick Lists'!$B$52,D569<=YearImpact,D569>=AdoptionYear)","v":false}]
[null,null,null,2052,null,{"$f":"IF($J$92='Pick Lists'!$B$287,IF(J141=\"\",0,J141),DataProjection!C131)*IF(OR($L$99='Pick Lists'!$B$63,$L$94='Pick Lists'!$B$63),Conversions!$E$50,Conversions!$E$51)","v":0},"=",{"$f":"IF(F570=\"\",\"\",IF($J$17='Pick Lists'!$B$52,F570*Conversions!$K$50,F570*IF($F$527='Pick Lists'!$B$17,Conversions!$K$56,\"\")))","v":{"$error":"#VALUE!"}},{"$f":"IF($H$394='Pick Lists'!$B$56,\"/\",\"×\")","v":"×"},{"$f":"IF($H$394='Pick Lists'!$B$55,IF(AND(gridconnectionCalc='Pick Lists'!$B$72,GridLoss<>\"NA\"),1/(1-GridLoss),IF(AND(gridconnectionCalc='Pick Lists'!$B$72,GridLoss=\"NA\"),1,IF(gridconnectionCalc='Pick Lists'!$B$73,1/(1-GridLoss),DieselEfficiency))),DieselEfficiency)","v":0.34858283579161098},"×",{"$f":"IF($H$396='Pick Lists'!$C$269,J364,IF(OR($H$396='Pick Lists'!$C$271,$H$396='Pick Lists'!$C$278),$H$397,IF($H$396=\"Diesel Generators\",DieselFuelContent,H441)))","v":0},"/",{"$f":"IF($H$393=\"\",\"\",Conversions!$D$81)","v":""},"=",{"$f":"IF(F570=\"\",\"\",IF($H$394='Pick Lists'!$B$55,F570*J570,H570/J570)*L570/N570)","v":{"$error":"#VALUE!"}},null,null,null,{"$f":"AND(elecreplfuelCalc='Pick Lists'!$B$52,D570<=YearImpact,D570>=AdoptionYear)","v":false}]
[null,null,null,2053,null,{"$f":"IF($J$92='Pick Lists'!$B$287,IF(J142=\"\",0,J142),DataProjection!C132)*IF(OR($L$99='Pick Lists'!$B$63,$L$94='Pick Lists'!$B$63),Conversions!$E$50,Conversions!$E$51)","v":0},"=",{"$f":"IF(F571=\"\",\"\",IF($J$17='Pick Lists'!$B$52,F571*Conversions!$K$50,F571*IF($F$527='Pick Lists'!$B$17,Conversions!$K$56,\"\")))","v":{"$error":"#VALUE!"}},{"$f":"IF($H$394='Pick Lists'!$B$56,\"/\",\"×\")","v":"×"},{"$f":"IF($H$394='Pick Lists'!$B$55,IF(AND(gridconnectionCalc='Pick Lists'!$B$72,GridLoss<>\"NA\"),1/(1-GridLoss),IF(AND(gridconnectionCalc='Pick Lists'!$B$72,GridLoss=\"NA\"),1,IF(gridconnectionCalc='Pick Lists'!$B$73,1/(1-GridLoss),DieselEfficiency))),DieselEfficiency)","v":0.34858283579161098},"×",{"$f":"IF($H$396='Pick Lists'!$C$269,J365,IF(OR($H$396='Pick Lists'!$C$271,$H$396='Pick Lists'!$C$278),$H$397,IF($H$396=\"Diesel Generators\",DieselFuelContent,H442)))","v":0},"/",{"$f":"IF($H$393=\"\",\"\",Conversions!$D$81)","v":""},"=",{"$f":"IF(F571=\"\",\"\",IF($H$394='Pick Lists'!$B$55,F571*J571,H571/J571)*L571/N571)","v":{"$error":"#VALUE!"}},null,null,null,{"$f":"AND(elecreplfuelCalc='Pick Lists'!$B$52,D571<=YearImpact,D571>=AdoptionYear)","v":false}]
[null,null,null,2054,null,{"$f":"IF($J$92='Pick Lists'!$B$287,IF(J143=\"\",0,J143),DataProjection!C133)*IF(OR($L$99='Pick Lists'!$B$63,$L$94='Pick Lists'!$B$63),Conversions!$E$50,Conversions!$E$51)","v":0},"=",{"$f":"IF(F572=\"\",\"\",IF($J$17='Pick Lists'!$B$52,F572*Conversions!$K$50,F572*IF($F$527='Pick Lists'!$B$17,Conversions!$K$56,\"\")))","v":{"$error":"#VALUE!"}},{"$f":"IF($H$394='Pick Lists'!$B$56,\"/\",\"×\")","v":"×"},{"$f":"IF($H$394='Pick Lists'!$B$55,IF(AND(gridconnectionCalc='Pick Lists'!$B$72,GridLoss<>\"NA\"),1/(1-GridLoss),IF(AND(gridconnectionCalc='Pick Lists'!$B$72,GridLoss=\"NA\"),1,IF(gridconnectionCalc='Pick Lists'!$B$73,1/(1-GridLoss),DieselEfficiency))),DieselEfficiency)","v":0.34858283579161098},"×",{"$f":"IF($H$396='Pick Lists'!$C$269,J366,IF(OR($H$396='Pick Lists'!$C$271,$H$396='Pick Lists'!$C$278),$H$397,IF($H$396=\"Diesel Generators\",DieselFuelContent,H443)))","v":0},"/",{"$f":"IF($H$393=\"\",\"\",Conversions!$D$81)","v":""},"=",{"$f":"IF(F572=\"\",\"\",IF($H$394='Pick Lists'!$B$55,F572*J572,H572/J572)*L572/N572)","v":{"$error":"#VALUE!"}},null,null,null,{"$f":"AND(elecreplfuelCalc='Pick Lists'!$B$52,D572<=YearImpact,D572>=AdoptionYear)","v":false}]
[null,null,null,2055,null,{"$f":"IF($J$92='Pick Lists'!$B$287,IF(J144=\"\",0,J144),DataProjection!C134)*IF(OR($L$99='Pick Lists'!$B$63,$L$94='Pick Lists'!$B$63),Conversions!$E$50,Conversions!$E$51)","v":0},"=",{"$f":"IF(F573=\"\",\"\",IF($J$17='Pick Lists'!$B$52,F573*Conversions!$K$50,F573*IF($F$527='Pick Lists'!$B$17,Conversions!$K$56,\"\")))","v":{"$error":"#VALUE!"}},{"$f":"IF($H$394='Pick Lists'!$B$56,\"/\",\"×\")","v":"×"},{"$f":"IF($H$394='Pick Lists'!$B$55,IF(AND(gridconnectionCalc='Pick Lists'!$B$72,GridLoss<>\"NA\"),1/(1-GridLoss),IF(AND(gridconnectionCalc='Pick Lists'!$B$72,GridLoss=\"NA\"),1,IF(gridconnectionCalc='Pick Lists'!$B$73,1/(1-GridLoss),DieselEfficiency))),DieselEfficiency)","v":0.34858283579161098},"×",{"$f":"IF($H$396='Pick Lists'!$C$269,J367,IF(OR($H$396='Pick Lists'!$C$271,$H$396='Pick Lists'!$C$278),$H$397,IF($H$396=\"Diesel Generators\",DieselFuelContent,H444)))","v":0},"/",{"$f":"IF($H$393=\"\",\"\",Conversions!$D$81)","v":""},"=",{"$f":"IF(F573=\"\",\"\",IF($H$394='Pick Lists'!$B$55,F573*J573,H573/J573)*L573/N573)","v":{"$error":"#VALUE!"}},null,null,null,{"$f":"AND(elecreplfuelCalc='Pick Lists'!$B$52,D573<=YearImpact,D573>=AdoptionYear)","v":false}]
[null,null,null,2056,null,{"$f":"IF($J$92='Pick Lists'!$B$287,IF(J145=\"\",0,J145),DataProjection!C135)*IF(OR($L$99='Pick Lists'!$B$63,$L$94='Pick Lists'!$B$63),Conversions!$E$50,Conversions!$E$51)","v":0},"=",{"$f":"IF(F574=\"\",\"\",IF($J$17='Pick Lists'!$B$52,F574*Conversions!$K$50,F574*IF($F$527='Pick Lists'!$B$17,Conversions!$K$56,\"\")))","v":{"$error":"#VALUE!"}},{"$f":"IF($H$394='Pick Lists'!$B$56,\"/\",\"×\")","v":"×"},{"$f":"IF($H$394='Pick Lists'!$B$55,IF(AND(gridconnectionCalc='Pick Lists'!$B$72,GridLoss<>\"NA\"),1/(1-GridLoss),IF(AND(gridconnectionCalc='Pick Lists'!$B$72,GridLoss=\"NA\"),1,IF(gridconnectionCalc='Pick Lists'!$B$73,1/(1-GridLoss),DieselEfficiency))),DieselEfficiency)","v":0.34858283579161098},"×",{"$f":"IF($H$396='Pick Lists'!$C$269,J368,IF(OR($H$396='Pick Lists'!$C$271,$H$396='Pick Lists'!$C$278),$H$397,IF($H$396=\"Diesel Generators\",DieselFuelContent,H445)))","v":0},"/",{"$f":"IF($H$393=\"\",\"\",Conversions!$D$81)","v":""},"=",{"$f":"IF(F574=\"\",\"\",IF($H$394='Pick Lists'!$B$55,F574*J574,H574/J574)*L574/N574)","v":{"$error":"#VALUE!"}},null,null,null,{"$f":"AND(elecreplfuelCalc='Pick Lists'!$B$52,D574<=YearImpact,D574>=AdoptionYear)","v":false}]
[null,null,null,2057,null,{"$f":"IF($J$92='Pick Lists'!$B$287,IF(J146=\"\",0,J146),DataProjection!C136)*IF(OR($L$99='Pick Lists'!$B$63,$L$94='Pick Lists'!$B$63),Conversions!$E$50,Conversions!$E$51)","v":0},"=",{"$f":"IF(F575=\"\",\"\",IF($J$17='Pick Lists'!$B$52,F575*Conversions!$K$50,F575*IF($F$527='Pick Lists'!$B$17,Conversions!$K$56,\"\")))","v":{"$error":"#VALUE!"}},{"$f":"IF($H$394='Pick Lists'!$B$56,\"/\",\"×\")","v":"×"},{"$f":"IF($H$394='Pick Lists'!$B$55,IF(AND(gridconnectionCalc='Pick Lists'!$B$72,GridLoss<>\"NA\"),1/(1-GridLoss),IF(AND(gridconnectionCalc='Pick Lists'!$B$72,GridLoss=\"NA\"),1,IF(gridconnectionCalc='Pick Lists'!$B$73,1/(1-GridLoss),DieselEfficiency))),DieselEfficiency)","v":0.34858283579161098},"×",{"$f":"IF($H$396='Pick Lists'!$C$269,J369,IF(OR($H$396='Pick Lists'!$C$271,$H$396='Pick Lists'!$C$278),$H$397,IF($H$396=\"Diesel Generators\",DieselFuelContent,H446)))","v":0},"/",{"$f":"IF($H$393=\"\",\"\",Conversions!$D$81)","v":""},"=",{"$f":"IF(F575=\"\",\"\",IF($H$394='Pick Lists'!$B$55,F575*J575,H575/J575)*L575/N575)","v":{"$error":"#VALUE!"}},null,null,null,{"$f":"AND(elecreplfuelCalc='Pick Lists'!$B$52,D575<=YearImpact,D575>=AdoptionYear)","v":false}]
[null,null,null,2058,null,{"$f":"IF($J$92='Pick Lists'!$B$287,IF(J147=\"\",0,J147),DataProjection!C137)*IF(OR($L$99='Pick Lists'!$B$63,$L$94='Pick Lists'!$B$63),Conversions!$E$50,Conversions!$E$51)","v":0},"=",{"$f":"IF(F576=\"\",\"\",IF($J$17='Pick Lists'!$B$52,F576*Conversions!$K$50,F576*IF($F$527='Pick Lists'!$B$17,Conversions!$K$56,\"\")))","v":{"$error":"#VALUE!"}},{"$f":"IF($H$394='Pick Lists'!$B$56,\"/\",\"×\")","v":"×"},{"$f":"IF($H$394='Pick Lists'!$B$55,IF(AND(gridconnectionCalc='Pick Lists'!$B$72,GridLoss<>\"NA\"),1/(1-GridLoss),IF(AND(gridconnectionCalc='Pick Lists'!$B$72,GridLoss=\"NA\"),1,IF(gridconnectionCalc='Pick Lists'!$B$73,1/(1-GridLoss),DieselEfficiency))),DieselEfficiency)","v":0.34858283579161098},"×",{"$f":"IF($H$396='Pick Lists'!$C$269,J370,IF(OR($H$396='Pick Lists'!$C$271,$H$396='Pick Lists'!$C$278),$H$397,IF($H$396=\"Diesel Generators\",DieselFuelContent,H447)))","v":0},"/",{"$f":"IF($H$393=\"\",\"\",Conversions!$D$81)","v":""},"=",{"$f":"IF(F576=\"\",\"\",IF($H$394='Pick Lists'!$B$55,F576*J576,H576/J576)*L576/N576)","v":{"$error":"#VALUE!"}},null,null,null,{"$f":"AND(elecreplfuelCalc='Pick Lists'!$B$52,D576<=YearImpact,D576>=AdoptionYear)","v":false}]
[null,null,null,2059,null,{"$f":"IF($J$92='Pick Lists'!$B$287,IF(J148=\"\",0,J148),DataProjection!C138)*IF(OR($L$99='Pick Lists'!$B$63,$L$94='Pick Lists'!$B$63),Conversions!$E$50,Conversions!$E$51)","v":0},"=",{"$f":"IF(F577=\"\",\"\",IF($J$17='Pick Lists'!$B$52,F577*Conversions!$K$50,F577*IF($F$527='Pick Lists'!$B$17,Conversions!$K$56,\"\")))","v":{"$error":"#VALUE!"}},{"$f":"IF($H$394='Pick Lists'!$B$56,\"/\",\"×\")","v":"×"},{"$f":"IF($H$394='Pick Lists'!$B$55,IF(AND(gridconnectionCalc='Pick Lists'!$B$72,GridLoss<>\"NA\"),1/(1-GridLoss),IF(AND(gridconnectionCalc='Pick Lists'!$B$72,GridLoss=\"NA\"),1,IF(gridconnectionCalc='Pick Lists'!$B$73,1/(1-GridLoss),DieselEfficiency))),DieselEfficiency)","v":0.34858283579161098},"×",{"$f":"IF($H$396='Pick Lists'!$C$269,J371,IF(OR($H$396='Pick Lists'!$C$271,$H$396='Pick Lists'!$C$278),$H$397,IF($H$396=\"Diesel Generators\",DieselFuelContent,H448)))","v":0},"/",{"$f":"IF($H$393=\"\",\"\",Conversions!$D$81)","v":""},"=",{"$f":"IF(F577=\"\",\"\",IF($H$394='Pick Lists'!$B$55,F577*J577,H577/J577)*L577/N577)","v":{"$error":"#VALUE!"}},null,null,null,{"$f":"AND(elecreplfuelCalc='Pick Lists'!$B$52,D577<=YearImpact,D577>=AdoptionYear)","v":false}]
[null,null,null,2060,null,{"$f":"IF($J$92='Pick Lists'!$B$287,IF(J149=\"\",0,J149),DataProjection!C139)*IF(OR($L$99='Pick Lists'!$B$63,$L$94='Pick Lists'!$B$63),Conversions!$E$50,Conversions!$E$51)","v":0},"=",{"$f":"IF(F578=\"\",\"\",IF($J$17='Pick Lists'!$B$52,F578*Conversions!$K$50,F578*IF($F$527='Pick Lists'!$B$17,Conversions!$K$56,\"\")))","v":{"$error":"#VALUE!"}},{"$f":"IF($H$394='Pick Lists'!$B$56,\"/\",\"×\")","v":"×"},{"$f":"IF($H$394='Pick Lists'!$B$55,IF(AND(gridconnectionCalc='Pick Lists'!$B$72,GridLoss<>\"NA\"),1/(1-GridLoss),IF(AND(gridconnectionCalc='Pick Lists'!$B$72,GridLoss=\"NA\"),1,IF(gridconnectionCalc='Pick Lists'!$B$73,1/(1-GridLoss),DieselEfficiency))),DieselEfficiency)","v":0.34858283579161098},"×",{"$f":"IF($H$396='Pick Lists'!$C$269,J372,IF(OR($H$396='Pick Lists'!$C$271,$H$396='Pick Lists'!$C$278),$H$397,IF($H$396=\"Diesel Generators\",DieselFuelContent,H449)))","v":0},"/",{"$f":"IF($H$393=\"\",\"\",Conversions!$D$81)","v":""},"=",{"$f":"IF(F578=\"\",\"\",IF($H$394='Pick Lists'!$B$55,F578*J578,H578/J578)*L578/N578)","v":{"$error":"#VALUE!"}},null,null,null,{"$f":"AND(elecreplfuelCalc='Pick Lists'!$B$52,D578<=YearImpact,D578>=AdoptionYear)","v":false}]
[null,null,null,2061,null,{"$f":"IF($J$92='Pick Lists'!$B$287,IF(J150=\"\",0,J150),DataProjection!C140)*IF(OR($L$99='Pick Lists'!$B$63,$L$94='Pick Lists'!$B$63),Conversions!$E$50,Conversions!$E$51)","v":0},"=",{"$f":"IF(F579=\"\",\"\",IF($J$17='Pick Lists'!$B$52,F579*Conversions!$K$50,F579*IF($F$527='Pick Lists'!$B$17,Conversions!$K$56,\"\")))","v":{"$error":"#VALUE!"}},{"$f":"IF($H$394='Pick Lists'!$B$56,\"/\",\"×\")","v":"×"},{"$f":"IF($H$394='Pick Lists'!$B$55,IF(AND(gridconnectionCalc='Pick Lists'!$B$72,GridLoss<>\"NA\"),1/(1-GridLoss),IF(AND(gridconnectionCalc='Pick Lists'!$B$72,GridLoss=\"NA\"),1,IF(gridconnectionCalc='Pick Lists'!$B$73,1/(1-GridLoss),DieselEfficiency))),DieselEfficiency)","v":0.34858283579161098},"×",{"$f":"IF($H$396='Pick Lists'!$C$269,J373,IF(OR($H$396='Pick Lists'!$C$271,$H$396='Pick Lists'!$C$278),$H$397,IF($H$396=\"Diesel Generators\",DieselFuelContent,H450)))","v":0},"/",{"$f":"IF($H$393=\"\",\"\",Conversions!$D$81)","v":""},"=",{"$f":"IF(F579=\"\",\"\",IF($H$394='Pick Lists'!$B$55,F579*J579,H579/J579)*L579/N579)","v":{"$error":"#VALUE!"}},null,null,null,{"$f":"AND(elecreplfuelCalc='Pick Lists'!$B$52,D579<=YearImpact,D579>=AdoptionYear)","v":false}]
[null,null,null,2062,null,{"$f":"IF($J$92='Pick Lists'!$B$287,IF(J151=\"\",0,J151),DataProjection!C141)*IF(OR($L$99='Pick Lists'!$B$63,$L$94='Pick Lists'!$B$63),Conversions!$E$50,Conversions!$E$51)","v":0},"=",{"$f":"IF(F580=\"\",\"\",IF($J$17='Pick Lists'!$B$52,F580*Conversions!$K$50,F580*IF($F$527='Pick Lists'!$B$17,Conversions!$K$56,\"\")))","v":{"$error":"#VALUE!"}},{"$f":"IF($H$394='Pick Lists'!$B$56,\"/\",\"×\")","v":"×"},{"$f":"IF($H$394='Pick Lists'!$B$55,IF(AND(gridconnectionCalc='Pick Lists'!$B$72,GridLoss<>\"NA\"),1/(1-GridLoss),IF(AND(gridconnectionCalc='Pick Lists'!$B$72,GridLoss=\"NA\"),1,IF(gridconnectionCalc='Pick Lists'!$B$73,1/(1-GridLoss),DieselEfficiency))),DieselEfficiency)","v":0.34858283579161098},"×",{"$f":"IF($H$396='Pick Lists'!$C$269,J374,IF(OR($H$396='Pick Lists'!$C$271,$H$396='Pick Lists'!$C$278),$H$397,IF($H$396=\"Diesel Generators\",DieselFuelContent,H451)))","v":0},"/",{"$f":"IF($H$393=\"\",\"\",Conversions!$D$81)","v":""},"=",{"$f":"IF(F580=\"\",\"\",IF($H$394='Pick Lists'!$B$55,F580*J580,H580/J580)*L580/N580)","v":{"$error":"#VALUE!"}},null,null,null,{"$f":"AND(elecreplfuelCalc='Pick Lists'!$B$52,D580<=YearImpact,D580>=AdoptionYear)","v":false}]
[null,null,null,2063,null,{"$f":"IF($J$92='Pick Lists'!$B$287,IF(J152=\"\",0,J152),DataProjection!C142)*IF(OR($L$99='Pick Lists'!$B$63,$L$94='Pick Lists'!$B$63),Conversions!$E$50,Conversions!$E$51)","v":0},"=",{"$f":"IF(F581=\"\",\"\",IF($J$17='Pick Lists'!$B$52,F581*Conversions!$K$50,F581*IF($F$527='Pick Lists'!$B$17,Conversions!$K$56,\"\")))","v":{"$error":"#VALUE!"}},{"$f":"IF($H$394='Pick Lists'!$B$56,\"/\",\"×\")","v":"×"},{"$f":"IF($H$394='Pick Lists'!$B$55,IF(AND(gridconnectionCalc='Pick Lists'!$B$72,GridLoss<>\"NA\"),1/(1-GridLoss),IF(AND(gridconnectionCalc='Pick Lists'!$B$72,GridLoss=\"NA\"),1,IF(gridconnectionCalc='Pick Lists'!$B$73,1/(1-GridLoss),DieselEfficiency))),DieselEfficiency)","v":0.34858283579161098},"×",{"$f":"IF($H$396='Pick Lists'!$C$269,J375,IF(OR($H$396='Pick Lists'!$C$271,$H$396='Pick Lists'!$C$278),$H$397,IF($H$396=\"Diesel Generators\",DieselFuelContent,H452)))","v":0},"/",{"$f":"IF($H$393=\"\",\"\",Conversions!$D$81)","v":""},"=",{"$f":"IF(F581=\"\",\"\",IF($H$394='Pick Lists'!$B$55,F581*J581,H581/J581)*L581/N581)","v":{"$error":"#VALUE!"}},null,null,null,{"$f":"AND(elecreplfuelCalc='Pick Lists'!$B$52,D581<=YearImpact,D581>=AdoptionYear)","v":false}]
[null,null,null,2064,null,{"$f":"IF($J$92='Pick Lists'!$B$287,IF(J153=\"\",0,J153),DataProjection!C143)*IF(OR($L$99='Pick Lists'!$B$63,$L$94='Pick Lists'!$B$63),Conversions!$E$50,Conversions!$E$51)","v":0},"=",{"$f":"IF(F582=\"\",\"\",IF($J$17='Pick Lists'!$B$52,F582*Conversions!$K$50,F582*IF($F$527='Pick Lists'!$B$17,Conversions!$K$56,\"\")))","v":{"$error":"#VALUE!"}},{"$f":"IF($H$394='Pick Lists'!$B$56,\"/\",\"×\")","v":"×"},{"$f":"IF($H$394='Pick Lists'!$B$55,IF(AND(gridconnectionCalc='Pick Lists'!$B$72,GridLoss<>\"NA\"),1/(1-GridLoss),IF(AND(gridconnectionCalc='Pick Lists'!$B$72,GridLoss=\"NA\"),1,IF(gridconnectionCalc='Pick Lists'!$B$73,1/(1-GridLoss),DieselEfficiency))),DieselEfficiency)","v":0.34858283579161098},"×",{"$f":"IF($H$396='Pick Lists'!$C$269,J376,IF(OR($H$396='Pick Lists'!$C$271,$H$396='Pick Lists'!$C$278),$H$397,IF($H$396=\"Diesel Generators\",DieselFuelContent,H453)))","v":0},"/",{"$f":"IF($H$393=\"\",\"\",Conversions!$D$81)","v":""},"=",{"$f":"IF(F582=\"\",\"\",IF($H$394='Pick Lists'!$B$55,F582*J582,H582/J582)*L582/N582)","v":{"$error":"#VALUE!"}},null,null,null,{"$f":"AND(elecreplfuelCalc='Pick Lists'!$B$52,D582<=YearImpact,D582>=AdoptionYear)","v":false}]
[null,null,null,2065,null,{"$f":"IF($J$92='Pick Lists'!$B$287,IF(J154=\"\",0,J154),DataProjection!C144)*IF(OR($L$99='Pick Lists'!$B$63,$L$94='Pick Lists'!$B$63),Conversions!$E$50,Conversions!$E$51)","v":0},"=",{"$f":"IF(F583=\"\",\"\",IF($J$17='Pick Lists'!$B$52,F583*Conversions!$K$50,F583*IF($F$527='Pick Lists'!$B$17,Conversions!$K$56,\"\")))","v":{"$error":"#VALUE!"}},{"$f":"IF($H$394='Pick Lists'!$B$56,\"/\",\"×\")","v":"×"},{"$f":"IF($H$394='Pick Lists'!$B$55,IF(AND(gridconnectionCalc='Pick Lists'!$B$72,GridLoss<>\"NA\"),1/(1-GridLoss),IF(AND(gridconnectionCalc='Pick Lists'!$B$72,GridLoss=\"NA\"),1,IF(gridconnectionCalc='Pick Lists'!$B$73,1/(1-GridLoss),DieselEfficiency))),DieselEfficiency)","v":0.34858283579161098},"×",{"$f":"IF($H$396='Pick Lists'!$C$269,J377,IF(OR($H$396='Pick Lists'!$C$271,$H$396='Pick Lists'!$C$278),$H$397,IF($H$396=\"Diesel Generators\",DieselFuelContent,H454)))","v":0},"/",{"$f":"IF($H$393=\"\",\"\",Conversions!$D$81)","v":""},"=",{"$f":"IF(F583=\"\",\"\",IF($H$394='Pick Lists'!$B$55,F583*J583,H583/J583)*L583/N583)","v":{"$error":"#VALUE!"}},null,null,null,{"$f":"AND(elecreplfuelCalc='Pick Lists'!$B$52,D583<=YearImpact,D583>=AdoptionYear)","v":false}]
[null,null,null,2066,null,{"$f":"IF($J$92='Pick Lists'!$B$287,IF(J155=\"\",0,J155),DataProjection!C145)*IF(OR($L$99='Pick Lists'!$B$63,$L$94='Pick Lists'!$B$63),Conversions!$E$50,Conversions!$E$51)","v":0},"=",{"$f":"IF(F584=\"\",\"\",IF($J$17='Pick Lists'!$B$52,F584*Conversions!$K$50,F584*IF($F$527='Pick Lists'!$B$17,Conversions!$K$56,\"\")))","v":{"$error":"#VALUE!"}},{"$f":"IF($H$394='Pick Lists'!$B$56,\"/\",\"×\")","v":"×"},{"$f":"IF($H$394='Pick Lists'!$B$55,IF(AND(gridconnectionCalc='Pick Lists'!$B$72,GridLoss<>\"NA\"),1/(1-GridLoss),IF(AND(gridconnectionCalc='Pick Lists'!$B$72,GridLoss=\"NA\"),1,IF(gridconnectionCalc='Pick Lists'!$B$73,1/(1-GridLoss),DieselEfficiency))),DieselEfficiency)","v":0.34858283579161098},"×",{"$f":"IF($H$396='Pick Lists'!$C$269,J378,IF(OR($H$396='Pick Lists'!$C$271,$H$396='Pick Lists'!$C$278),$H$397,IF($H$396=\"Diesel Generators\",DieselFuelContent,H455)))","v":0},"/",{"$f":"IF($H$393=\"\",\"\",Conversions!$D$81)","v":""},"=",{"$f":"IF(F584=\"\",\"\",IF($H$394='Pick Lists'!$B$55,F584*J584,H584/J584)*L584/N584)","v":{"$error":"#VALUE!"}},null,null,null,{"$f":"AND(elecreplfuelCalc='Pick Lists'!$B$52,D584<=YearImpact,D584>=AdoptionYear)","v":false}]
[null,null,null,2067,null,{"$f":"IF($J$92='Pick Lists'!$B$287,IF(J156=\"\",0,J156),DataProjection!C146)*IF(OR($L$99='Pick Lists'!$B$63,$L$94='Pick Lists'!$B$63),Conversions!$E$50,Conversions!$E$51)","v":0},"=",{"$f":"IF(F585=\"\",\"\",IF($J$17='Pick Lists'!$B$52,F585*Conversions!$K$50,F585*IF($F$527='Pick Lists'!$B$17,Conversions!$K$56,\"\")))","v":{"$error":"#VALUE!"}},{"$f":"IF($H$394='Pick Lists'!$B$56,\"/\",\"×\")","v":"×"},{"$f":"IF($H$394='Pick Lists'!$B$55,IF(AND(gridconnectionCalc='Pick Lists'!$B$72,GridLoss<>\"NA\"),1/(1-GridLoss),IF(AND(gridconnectionCalc='Pick Lists'!$B$72,GridLoss=\"NA\"),1,IF(gridconnectionCalc='Pick Lists'!$B$73,1/(1-GridLoss),DieselEfficiency))),DieselEfficiency)","v":0.34858283579161098},"×",{"$f":"IF($H$396='Pick Lists'!$C$269,J379,IF(OR($H$396='Pick Lists'!$C$271,$H$396='Pick Lists'!$C$278),$H$397,IF($H$396=\"Diesel Generators\",DieselFuelContent,H456)))","v":0},"/",{"$f":"IF($H$393=\"\",\"\",Conversions!$D$81)","v":""},"=",{"$f":"IF(F585=\"\",\"\",IF($H$394='Pick Lists'!$B$55,F585*J585,H585/J585)*L585/N585)","v":{"$error":"#VALUE!"}},null,null,null,{"$f":"AND(elecreplfuelCalc='Pick Lists'!$B$52,D585<=YearImpact,D585>=AdoptionYear)","v":false}]
[null,null,null,2068,null,{"$f":"IF($J$92='Pick Lists'!$B$287,IF(J157=\"\",0,J157),DataProjection!C147)*IF(OR($L$99='Pick Lists'!$B$63,$L$94='Pick Lists'!$B$63),Conversions!$E$50,Conversions!$E$51)","v":0},"=",{"$f":"IF(F586=\"\",\"\",IF($J$17='Pick Lists'!$B$52,F586*Conversions!$K$50,F586*IF($F$527='Pick Lists'!$B$17,Conversions!$K$56,\"\")))","v":{"$error":"#VALUE!"}},{"$f":"IF($H$394='Pick Lists'!$B$56,\"/\",\"×\")","v":"×"},{"$f":"IF($H$394='Pick Lists'!$B$55,IF(AND(gridconnectionCalc='Pick Lists'!$B$72,GridLoss<>\"NA\"),1/(1-GridLoss),IF(AND(gridconnectionCalc='Pick Lists'!$B$72,GridLoss=\"NA\"),1,IF(gridconnectionCalc='Pick Lists'!$B$73,1/(1-GridLoss),DieselEfficiency))),DieselEfficiency)","v":0.34858283579161098},"×",{"$f":"IF($H$396='Pick Lists'!$C$269,J380,IF(OR($H$396='Pick Lists'!$C$271,$H$396='Pick Lists'!$C$278),$H$397,IF($H$396=\"Diesel Generators\",DieselFuelContent,H457)))","v":0},"/",{"$f":"IF($H$393=\"\",\"\",Conversions!$D$81)","v":""},"=",{"$f":"IF(F586=\"\",\"\",IF($H$394='Pick Lists'!$B$55,F586*J586,H586/J586)*L586/N586)","v":{"$error":"#VALUE!"}},null,null,null,{"$f":"AND(elecreplfuelCalc='Pick Lists'!$B$52,D586<=YearImpact,D586>=AdoptionYear)","v":false}]
[null,null,null,2069,null,{"$f":"IF($J$92='Pick Lists'!$B$287,IF(J158=\"\",0,J158),DataProjection!C148)*IF(OR($L$99='Pick Lists'!$B$63,$L$94='Pick Lists'!$B$63),Conversions!$E$50,Conversions!$E$51)","v":0},"=",{"$f":"IF(F587=\"\",\"\",IF($J$17='Pick Lists'!$B$52,F587*Conversions!$K$50,F587*IF($F$527='Pick Lists'!$B$17,Conversions!$K$56,\"\")))","v":{"$error":"#VALUE!"}},{"$f":"IF($H$394='Pick Lists'!$B$56,\"/\",\"×\")","v":"×"},{"$f":"IF($H$394='Pick Lists'!$B$55,IF(AND(gridconnectionCalc='Pick Lists'!$B$72,GridLoss<>\"NA\"),1/(1-GridLoss),IF(AND(gridconnectionCalc='Pick Lists'!$B$72,GridLoss=\"NA\"),1,IF(gridconnectionCalc='Pick Lists'!$B$73,1/(1-GridLoss),DieselEfficiency))),DieselEfficiency)","v":0.34858283579161098},"×",{"$f":"IF($H$396='Pick Lists'!$C$269,J381,IF(OR($H$396='Pick Lists'!$C$271,$H$396='Pick Lists'!$C$278),$H$397,IF($H$396=\"Diesel Generators\",DieselFuelContent,H458)))","v":0},"/",{"$f":"IF($H$393=\"\",\"\",Conversions!$D$81)","v":""},"=",{"$f":"IF(F587=\"\",\"\",IF($H$394='Pick Lists'!$B$55,F587*J587,H587/J587)*L587/N587)","v":{"$error":"#VALUE!"}},null,null,null,{"$f":"AND(elecreplfuelCalc='Pick Lists'!$B$52,D587<=YearImpact,D587>=AdoptionYear)","v":false}]
[null,null,null,2070,null,{"$f":"IF($J$92='Pick Lists'!$B$287,IF(J159=\"\",0,J159),DataProjection!C149)*IF(OR($L$99='Pick Lists'!$B$63,$L$94='Pick Lists'!$B$63),Conversions!$E$50,Conversions!$E$51)","v":0},"=",{"$f":"IF(F588=\"\",\"\",IF($J$17='Pick Lists'!$B$52,F588*Conversions!$K$50,F588*IF($F$527='Pick Lists'!$B$17,Conversions!$K$56,\"\")))","v":{"$error":"#VALUE!"}},{"$f":"IF($H$394='Pick Lists'!$B$56,\"/\",\"×\")","v":"×"},{"$f":"IF($H$394='Pick Lists'!$B$55,IF(AND(gridconnectionCalc='Pick Lists'!$B$72,GridLoss<>\"NA\"),1/(1-GridLoss),IF(AND(gridconnectionCalc='Pick Lists'!$B$72,GridLoss=\"NA\"),1,IF(gridconnectionCalc='Pick Lists'!$B$73,1/(1-GridLoss),DieselEfficiency))),DieselEfficiency)","v":0.34858283579161098},"×",{"$f":"IF($H$396='Pick Lists'!$C$269,J382,IF(OR($H$396='Pick Lists'!$C$271,$H$396='Pick Lists'!$C$278),$H$397,IF($H$396=\"Diesel Generators\",DieselFuelContent,H459)))","v":0},"/",{"$f":"IF($H$393=\"\",\"\",Conversions!$D$81)","v":""},"=",{"$f":"IF(F588=\"\",\"\",IF($H$394='Pick Lists'!$B$55,F588*J588,H588/J588)*L588/N588)","v":{"$error":"#VALUE!"}},null,null,"",{"$f":"AND(elecreplfuelCalc='Pick Lists'!$B$52,D588<=YearImpact,D588>=AdoptionYear)","v":false}]
[{"$f":"A464","v":{"$error":"#REF!"}},null,null,null,null,null,null,null,null,null,null,null,null,null,null,null,null,null,null,{"$f":"CalcTrigger=RenewableElectricity","v":false}]
[{"$f":"A589","v":{"$error":"#REF!"}},null,"Renewable energy generation systems are assumed to emit zero GHGs per kWh generated; thus activity emissions are equal to zero. ",null,null,null,null,null,null,null,null,null,null,null,null,null,null,null,null,{"$f":"CalcTrigger=RenewableElectricity","v":false}]
[{"$f":"IF($J$13=F592,\"Yes\",\"No\")","v":"No"},null,null,null,null,null,null,null,null,null,null,null,null,null,null,null,null,null,null,{"$f":"CalcTrigger=FuelSwitching","v":false}]
[{"$f":"A591","v":"No"},null,null,null,null,"Fuel Switching",null,null,null,null,null,null,null,null,null,null,null,null,null,{"$f":"T591","v":false}]
["No",null,null,null,null,null,null,null,null,null,null,null,null,null,null,null,null,null,null,false]
["No",null,null,null,null,null,null,"Values",null,null,null,null,null,null,null,null,null,null,null,false]
["No",null,null,null,null,null,null,null,null,null,null,null,null,null,null,null,null,null,null,false]
["No",null,null,null,null,"Type of fuel consumed under the action",null,{"$f":"IF(J13='Pick Lists'!B68,J165,\"\")","v":""},null,null,null,null,null,null,null,null,null,null,null,false]
["No",null,null,null,null,"Type of fuel replaced by the action",null,{"$f":"IF(J13='Pick Lists'!B68,J236,\"\")","v":""},null,null,null,null,null,null,null,null,null,null,null,false]
[{"$f":"#REF!","v":{"$error":"#REF!"}},null,null,null,null,null,null,null,null,null,null,null,null,null,null,null,null,null,null,{"$f":"T597","v":false}]
[{"$f":"A598","v":{"$error":"#REF!"}},null,null,null,null,null,null,null,null,null,null,null,null,null,null,null,null,null,null,false]
[{"$f":"A599","v":{"$error":"#REF!"}},null,null,null,null,"Amount consumed in the reported fiscal year",null,null,null,"Activity Emission Factor",null,"Conversion",null,"Activity Emissions",null,null,null,null,null,{"$f":"T599","v":false}]
[{"$f":"A600","v":{"$error":"#REF!"}},null,null,null,null,{"$f":"IF(J13='Pick Lists'!B68,IF(OR(J167='Pick Lists'!B282,J169='Pick Lists'!B288),L171,IF(J169='Pick Lists'!B287,L174,\"\")))","v":false},null,"Gigajoules (GJ)",null,"gCO2e/GJ",null,"grams to metric tons",null,"tCO2e",null,null,null,null,null,false]
[{"$f":"A601","v":{"$error":"#REF!"}},null,null,{"$f":"Start_Year","v":2010},null,{"$f":"IF($J$13='Pick Lists'!$B$68,IF($J$169='Pick Lists'!$B$265,J174,IF(OR($J$167='Pick Lists'!$B$282,$J$169='Pick Lists'!$B$288),DataProjection!C161,\"\")))","v":false},"=",{"$f":"IF(F602=\"\",\"\",F602*IF($F$601='Pick Lists'!$B$17,Conversions!$K$56,VLOOKUP(VLOOKUP($H$596,'Pick Lists'!$B$92:$C$146,2,FALSE),'Fuel EFs'!$B$7:$X$59,14+MATCH($F$601,'Pick Lists'!$B$17:$B$25,0),FALSE)))","v":{"$error":"#N/A"}},"×",{"$f":"FuelSwitAct","v":0},"/",{"$f":"IF($H$596=\"\",\"\",Conversions!$D$81)","v":""},"=",{"$f":"IF(H602=\"\",0,H602*J602/L602)","v":{"$error":"#N/A"}},null,null,null,null,null,{"$f":"AND(T$601=TRUE,D602>=AdoptionYear,D602<=YearImpact)","v":false}]
[null,null,null,{"$f":"D602+1","v":2011},null,{"$f":"IF($J$13='Pick Lists'!$B$68,IF($J$169='Pick Lists'!$B$265,J175,IF(OR($J$167='Pick Lists'!$B$282,$J$169='Pick Lists'!$B$288),DataProjection!C162,\"\")))","v":false},"=",{"$f":"IF(F603=\"\",\"\",F603*IF($F$601='Pick Lists'!$B$17,Conversions!$K$56,VLOOKUP(VLOOKUP($H$596,'Pick Lists'!$B$92:$C$146,2,FALSE),'Fuel EFs'!$B$7:$X$59,14+MATCH($F$601,'Pick Lists'!$B$17:$B$25,0),FALSE)))","v":{"$error":"#N/A"}},"×",0,"/",{"$f":"IF($H$596=\"\",\"\",Conversions!$D$81)","v":""},"=",{"$f":"IF(H603=\"\",0,H603*J603/L603)","v":{"$error":"#N/A"}},null,null,null,null,null,{"$f":"AND(T$601=TRUE,D603>=AdoptionYear,D603<=YearImpact)","v":false}]
[null,null,null,{"$f":"D603+1","v":2012},null,{"$f":"IF($J$13='Pick Lists'!$B$68,IF($J$169='Pick Lists'!$B$265,J176,IF(OR($J$167='Pick Lists'!$B$282,$J$169='Pick Lists'!$B$288),DataProjection!C163,\"\")))","v":false},"=",{"$f":"IF(F604=\"\",\"\",F604*IF($F$601='Pick Lists'!$B$17,Conversions!$K$56,VLOOKUP(VLOOKUP($H$596,'Pick Lists'!$B$92:$C$146,2,FALSE),'Fuel EFs'!$B$7:$X$59,14+MATCH($F$601,'Pick Lists'!$B$17:$B$25,0),FALSE)))","v":{"$error":"#N/A"}},"×",0,"/",{"$f":"IF($H$596=\"\",\"\",Conversions!$D$81)","v":""},"=",{"$error":"#N/A"},null,null,null,null,null,{"$f":"AND(T$601=TRUE,D604>=AdoptionYear,D604<=YearImpact)","v":false}]
[null,null,null,2013,null,{"$f":"IF($J$13='Pick Lists'!$B$68,IF($J$169='Pick Lists'!$B$265,J177,IF(OR($J$167='Pick Lists'!$B$282,$J$169='Pick Lists'!$B$288),DataProjection!C164,\"\")))","v":false},"=",{"$f":"IF(F605=\"\",\"\",F605*IF($F$601='Pick Lists'!$B$17,Conversions!$K$56,VLOOKUP(VLOOKUP($H$596,'Pick Lists'!$B$92:$C$146,2,FALSE),'Fuel EFs'!$B$7:$X$59,14+MATCH($F$601,'Pick Lists'!$B$17:$B$25,0),FALSE)))","v":{"$error":"#N/A"}},"×",0,"/",{"$f":"IF($H$596=\"\",\"\",Conversions!$D$81)","v":""},"=",{"$error":"#N/A"},null,null,null,null,null,{"$f":"AND(T$601=TRUE,D605>=AdoptionYear,D605<=YearImpact)","v":false}]
[null,null,null,2014,null,{"$f":"IF($J$13='Pick Lists'!$B$68,IF($J$169='Pick Lists'!$B$265,J178,IF(OR($J$167='Pick Lists'!$B$282,$J$169='Pick Lists'!$B$288),DataProjection!C165,\"\")))","v":false},"=",{"$f":"IF(F606=\"\",\"\",F606*IF($F$601='Pick Lists'!$B$17,Conversions!$K$56,VLOOKUP(VLOOKUP($H$596,'Pick Lists'!$B$92:$C$146,2,FALSE),'Fuel EFs'!$B$7:$X$59,14+MATCH($F$601,'Pick Lists'!$B$17:$B$25,0),FALSE)))","v":{"$error":"#N/A"}},"×",0,"/",{"$f":"IF($H$596=\"\",\"\",Conversions!$D$81)","v":""},"=",{"$error":"#N/A"},null,null,null,null,null,{"$f":"AND(T$601=TRUE,D606>=AdoptionYear,D606<=YearImpact)","v":false}]
[null,null,null,2015,null,{"$f":"IF($J$13='Pick Lists'!$B$68,IF($J$169='Pick Lists'!$B$265,J179,IF(OR($J$167='Pick Lists'!$B$282,$J$169='Pick Lists'!$B$288),DataProjection!C166,\"\")))","v":false},"=",{"$f":"IF(F607=\"\",\"\",F607*IF($F$601='Pick Lists'!$B$17,Conversions!$K$56,VLOOKUP(VLOOKUP($H$596,'Pick Lists'!$B$92:$C$146,2,FALSE),'Fuel EFs'!$B$7:$X$59,14+MATCH($F$601,'Pick Lists'!$B$17:$B$25,0),FALSE)))","v":{"$error":"#N/A"}},"×",0,"/",{"$f":"IF($H$596=\"\",\"\",Conversions!$D$81)","v":""},"=",{"$error":"#N/A"},null,null,null,null,null,{"$f":"AND(T$601=TRUE,D607>=AdoptionYear,D607<=YearImpact)","v":false}]
[null,null,null,2016,null,{"$f":"IF($J$13='Pick Lists'!$B$68,IF($J$169='Pick Lists'!$B$265,J180,IF(OR($J$167='Pick Lists'!$B$282,$J$169='Pick Lists'!$B$288),DataProjection!C167,\"\")))","v":false},"=",{"$f":"IF(F608=\"\",\"\",F608*IF($F$601='Pick Lists'!$B$17,Conversions!$K$56,VLOOKUP(VLOOKUP($H$596,'Pick Lists'!$B$92:$C$146,2,FALSE),'Fuel EFs'!$B$7:$X$59,14+MATCH($F$601,'Pick Lists'!$B$17:$B$25,0),FALSE)))","v":{"$error":"#N/A"}},"×",0,"/",{"$f":"IF($H$596=\"\",\"\",Conversions!$D$81)","v":""},"=",{"$error":"#N/A"},null,null,null,null,null,{"$f":"AND(T$601=TRUE,D608>=AdoptionYear,D608<=YearImpact)","v":false}]
[null,null,null,2017,null,{"$f":"IF($J$13='Pick Lists'!$B$68,IF($J$169='Pick Lists'!$B$265,J181,IF(OR($J$167='Pick Lists'!$B$282,$J$169='Pick Lists'!$B$288),DataProjection!C168,\"\")))","v":false},"=",{"$f":"IF(F609=\"\",\"\",F609*IF($F$601='Pick Lists'!$B$17,Conversions!$K$56,VLOOKUP(VLOOKUP($H$596,'Pick Lists'!$B$92:$C$146,2,FALSE),'Fuel EFs'!$B$7:$X$59,14+MATCH($F$601,'Pick Lists'!$B$17:$B$25,0),FALSE)))","v":{"$error":"#N/A"}},"×",0,"/",{"$f":"IF($H$596=\"\",\"\",Conversions!$D$81)","v":""},"=",{"$error":"#N/A"},null,null,null,null,null,{"$f":"AND(T$601=TRUE,D609>=AdoptionYear,D609<=YearImpact)","v":false}]
[null,null,null,2018,null,{"$f":"IF($J$13='Pick Lists'!$B$68,IF($J$169='Pick Lists'!$B$265,J182,IF(OR($J$167='Pick Lists'!$B$282,$J$169='Pick Lists'!$B$288),DataProjection!C169,\"\")))","v":false},"=",{"$f":"IF(F610=\"\",\"\",F610*IF($F$601='Pick Lists'!$B$17,Conversions!$K$56,VLOOKUP(VLOOKUP($H$596,'Pick Lists'!$B$92:$C$146,2,FALSE),'Fuel EFs'!$B$7:$X$59,14+MATCH($F$601,'Pick Lists'!$B$17:$B$25,0),FALSE)))","v":{"$error":"#N/A"}},"×",0,"/",{"$f":"IF($H$596=\"\",\"\",Conversions!$D$81)","v":""},"=",{"$error":"#N/A"},null,null,null,null,null,{"$f":"AND(T$601=TRUE,D610>=AdoptionYear,D610<=YearImpact)","v":false}]
[null,null,null,2019,null,{"$f":"IF($J$13='Pick Lists'!$B$68,IF($J$169='Pick Lists'!$B$265,J183,IF(OR($J$167='Pick Lists'!$B$282,$J$169='Pick Lists'!$B$288),DataProjection!C170,\"\")))","v":false},"=",{"$f":"IF(F611=\"\",\"\",F611*IF($F$601='Pick Lists'!$B$17,Conversions!$K$56,VLOOKUP(VLOOKUP($H$596,'Pick Lists'!$B$92:$C$146,2,FALSE),'Fuel EFs'!$B$7:$X$59,14+MATCH($F$601,'Pick Lists'!$B$17:$B$25,0),FALSE)))","v":{"$error":"#N/A"}},"×",0,"/",{"$f":"IF($H$596=\"\",\"\",Conversions!$D$81)","v":""},"=",{"$error":"#N/A"},null,null,null,null,null,{"$f":"AND(T$601=TRUE,D611>=AdoptionYear,D611<=YearImpact)","v":false}]
[null,null,null,2020,null,{"$f":"IF($J$13='Pick Lists'!$B$68,IF($J$169='Pick Lists'!$B$265,J184,IF(OR($J$167='Pick Lists'!$B$282,$J$169='Pick Lists'!$B$288),DataProjection!C171,\"\")))","v":false},"=",{"$f":"IF(F612=\"\",\"\",F612*IF($F$601='Pick Lists'!$B$17,Conversions!$K$56,VLOOKUP(VLOOKUP($H$596,'Pick Lists'!$B$92:$C$146,2,FALSE),'Fuel EFs'!$B$7:$X$59,14+MATCH($F$601,'Pick Lists'!$B$17:$B$25,0),FALSE)))","v":{"$error":"#N/A"}},"×",0,"/",{"$f":"IF($H$596=\"\",\"\",Conversions!$D$81)","v":""},"=",{"$error":"#N/A"},null,null,null,null,null,{"$f":"AND(T$601=TRUE,D612>=AdoptionYear,D612<=YearImpact)","v":false}]
[null,null,null,2021,null,{"$f":"IF($J$13='Pick Lists'!$B$68,IF($J$169='Pick Lists'!$B$265,J185,IF(OR($J$167='Pick Lists'!$B$282,$J$169='Pick Lists'!$B$288),DataProjection!C172,\"\")))","v":false},"=",{"$f":"IF(F613=\"\",\"\",F613*IF($F$601='Pick Lists'!$B$17,Conversions!$K$56,VLOOKUP(VLOOKUP($H$596,'Pick Lists'!$B$92:$C$146,2,FALSE),'Fuel EFs'!$B$7:$X$59,14+MATCH($F$601,'Pick Lists'!$B$17:$B$25,0),FALSE)))","v":{"$error":"#N/A"}},"×",0,"/",{"$f":"IF($H$596=\"\",\"\",Conversions!$D$81)","v":""},"=",{"$error":"#N/A"},null,null,null,null,null,{"$f":"AND(T$601=TRUE,D613>=AdoptionYear,D613<=YearImpact)","v":false}]
[null,null,null,2022,null,{"$f":"IF($J$13='Pick Lists'!$B$68,IF($J$169='Pick Lists'!$B$265,J186,IF(OR($J$167='Pick Lists'!$B$282,$J$169='Pick Lists'!$B$288),DataProjection!C173,\"\")))","v":false},"=",{"$f":"IF(F614=\"\",\"\",F614*IF($F$601='Pick Lists'!$B$17,Conversions!$K$56,VLOOKUP(VLOOKUP($H$596,'Pick Lists'!$B$92:$C$146,2,FALSE),'Fuel EFs'!$B$7:$X$59,14+MATCH($F$601,'Pick Lists'!$B$17:$B$25,0),FALSE)))","v":{"$error":"#N/A"}},"×",0,"/",{"$f":"IF($H$596=\"\",\"\",Conversions!$D$81)","v":""},"=",{"$error":"#N/A"},null,null,null,null,null,{"$f":"AND(T$601=TRUE,D614>=AdoptionYear,D614<=YearImpact)","v":false}]
[null,null,null,2023,null,{"$f":"IF($J$13='Pick Lists'!$B$68,IF($J$169='Pick Lists'!$B$265,J187,IF(OR($J$167='Pick Lists'!$B$282,$J$169='Pick Lists'!$B$288),DataProjection!C174,\"\")))","v":false},"=",{"$f":"IF(F615=\"\",\"\",F615*IF($F$601='Pick Lists'!$B$17,Conversions!$K$56,VLOOKUP(VLOOKUP($H$596,'Pick Lists'!$B$92:$C$146,2,FALSE),'Fuel EFs'!$B$7:$X$59,14+MATCH($F$601,'Pick Lists'!$B$17:$B$25,0),FALSE)))","v":{"$error":"#N/A"}},"×",0,"/",{"$f":"IF($H$596=\"\",\"\",Conversions!$D$81)","v":""},"=",{"$error":"#N/A"},null,null,null,null,null,{"$f":"AND(T$601=TRUE,D615>=AdoptionYear,D615<=YearImpact)","v":false}]
[null,null,null,2024,null,{"$f":"IF($J$13='Pick Lists'!$B$68,IF($J$169='Pick Lists'!$B$265,J188,IF(OR($J$167='Pick Lists'!$B$282,$J$169='Pick Lists'!$B$288),DataProjection!C175,\"\")))","v":false},"=",{"$f":"IF(F616=\"\",\"\",F616*IF($F$601='Pick Lists'!$B$17,Conversions!$K$56,VLOOKUP(VLOOKUP($H$596,'Pick Lists'!$B$92:$C$146,2,FALSE),'Fuel EFs'!$B$7:$X$59,14+MATCH($F$601,'Pick Lists'!$B$17:$B$25,0),FALSE)))","v":{"$error":"#N/A"}},"×",0,"/",{"$f":"IF($H$596=\"\",\"\",Conversions!$D$81)","v":""},"=",{"$error":"#N/A"},null,null,null,null,null,{"$f":"AND(T$601=TRUE,D616>=AdoptionYear,D616<=YearImpact)","v":false}]
[null,null,null,2025,null,{"$f":"IF($J$13='Pick Lists'!$B$68,IF($J$169='Pick Lists'!$B$265,J189,IF(OR($J$167='Pick Lists'!$B$282,$J$169='Pick Lists'!$B$288),DataProjection!C176,\"\")))","v":false},"=",{"$f":"IF(F617=\"\",\"\",F617*IF($F$601='Pick Lists'!$B$17,Conversions!$K$56,VLOOKUP(VLOOKUP($H$596,'Pick Lists'!$B$92:$C$146,2,FALSE),'Fuel EFs'!$B$7:$X$59,14+MATCH($F$601,'Pick Lists'!$B$17:$B$25,0),FALSE)))","v":{"$error":"#N/A"}},"×",0,"/",{"$f":"IF($H$596=\"\",\"\",Conversions!$D$81)","v":""},"=",{"$error":"#N/A"},null,null,null,null,null,{"$f":"AND(T$601=TRUE,D617>=AdoptionYear,D617<=YearImpact)","v":false}]
[null,null,null,2026,null,{"$f":"IF($J$13='Pick Lists'!$B$68,IF($J$169='Pick Lists'!$B$265,J190,IF(OR($J$167='Pick Lists'!$B$282,$J$169='Pick Lists'!$B$288),DataProjection!C177,\"\")))","v":false},"=",{"$f":"IF(F618=\"\",\"\",F618*IF($F$601='Pick Lists'!$B$17,Conversions!$K$56,VLOOKUP(VLOOKUP($H$596,'Pick Lists'!$B$92:$C$146,2,FALSE),'Fuel EFs'!$B$7:$X$59,14+MATCH($F$601,'Pick Lists'!$B$17:$B$25,0),FALSE)))","v":{"$error":"#N/A"}},"×",0,"/",{"$f":"IF($H$596=\"\",\"\",Conversions!$D$81)","v":""},"=",{"$error":"#N/A"},null,null,null,null,null,{"$f":"AND(T$601=TRUE,D618>=AdoptionYear,D618<=YearImpact)","v":false}]
[null,null,null,2027,null,{"$f":"IF($J$13='Pick Lists'!$B$68,IF($J$169='Pick Lists'!$B$265,J191,IF(OR($J$167='Pick Lists'!$B$282,$J$169='Pick Lists'!$B$288),DataProjection!C178,\"\")))","v":false},"=",{"$f":"IF(F619=\"\",\"\",F619*IF($F$601='Pick Lists'!$B$17,Conversions!$K$56,VLOOKUP(VLOOKUP($H$596,'Pick Lists'!$B$92:$C$146,2,FALSE),'Fuel EFs'!$B$7:$X$59,14+MATCH($F$601,'Pick Lists'!$B$17:$B$25,0),FALSE)))","v":{"$error":"#N/A"}},"×",0,"/",{"$f":"IF($H$596=\"\",\"\",Conversions!$D$81)","v":""},"=",{"$error":"#N/A"},null,null,null,null,null,{"$f":"AND(T$601=TRUE,D619>=AdoptionYear,D619<=YearImpact)","v":false}]
[null,null,null,2028,null,{"$f":"IF($J$13='Pick Lists'!$B$68,IF($J$169='Pick Lists'!$B$265,J192,IF(OR($J$167='Pick Lists'!$B$282,$J$169='Pick Lists'!$B$288),DataProjection!C179,\"\")))","v":false},"=",{"$f":"IF(F620=\"\",\"\",F620*IF($F$601='Pick Lists'!$B$17,Conversions!$K$56,VLOOKUP(VLOOKUP($H$596,'Pick Lists'!$B$92:$C$146,2,FALSE),'Fuel EFs'!$B$7:$X$59,14+MATCH($F$601,'Pick Lists'!$B$17:$B$25,0),FALSE)))","v":{"$error":"#N/A"}},"×",0,"/",{"$f":"IF($H$596=\"\",\"\",Conversions!$D$81)","v":""},"=",{"$error":"#N/A"},null,null,null,null,null,{"$f":"AND(T$601=TRUE,D620>=AdoptionYear,D620<=YearImpact)","v":false}]
[null,null,null,2029,null,{"$f":"IF($J$13='Pick Lists'!$B$68,IF($J$169='Pick Lists'!$B$265,J193,IF(OR($J$167='Pick Lists'!$B$282,$J$169='Pick Lists'!$B$288),DataProjection!C180,\"\")))","v":false},"=",{"$f":"IF(F621=\"\",\"\",F621*IF($F$601='Pick Lists'!$B$17,Conversions!$K$56,VLOOKUP(VLOOKUP($H$596,'Pick Lists'!$B$92:$C$146,2,FALSE),'Fuel EFs'!$B$7:$X$59,14+MATCH($F$601,'Pick Lists'!$B$17:$B$25,0),FALSE)))","v":{"$error":"#N/A"}},"×",0,"/",{"$f":"IF($H$596=\"\",\"\",Conversions!$D$81)","v":""},"=",{"$error":"#N/A"},null,null,null,null,null,{"$f":"AND(T$601=TRUE,D621>=AdoptionYear,D621<=YearImpact)","v":false}]
[null,null,null,2030,null,{"$f":"IF($J$13='Pick Lists'!$B$68,IF($J$169='Pick Lists'!$B$265,J194,IF(OR($J$167='Pick Lists'!$B$282,$J$169='Pick Lists'!$B$288),DataProjection!C181,\"\")))","v":false},"=",{"$f":"IF(F622=\"\",\"\",F622*IF($F$601='Pick Lists'!$B$17,Conversions!$K$56,VLOOKUP(VLOOKUP($H$596,'Pick Lists'!$B$92:$C$146,2,FALSE),'Fuel EFs'!$B$7:$X$59,14+MATCH($F$601,'Pick Lists'!$B$17:$B$25,0),FALSE)))","v":{"$error":"#N/A"}},"×",0,"/",{"$f":"IF($H$596=\"\",\"\",Conversions!$D$81)","v":""},"=",{"$error":"#N/A"},null,null,null,null,null,{"$f":"AND(T$601=TRUE,D622>=AdoptionYear,D622<=YearImpact)","v":false}]
[null,null,null,{"$f":"D622+1","v":2031},null,{"$f":"IF($J$13='Pick Lists'!$B$68,IF($J$169='Pick Lists'!$B$265,J195,IF(OR($J$167='Pick Lists'!$B$282,$J$169='Pick Lists'!$B$288),DataProjection!C182,\"\")))","v":false},"=",{"$f":"IF(F623=\"\",\"\",F623*IF($F$601='Pick Lists'!$B$17,Conversions!$K$56,VLOOKUP(VLOOKUP($H$596,'Pick Lists'!$B$92:$C$146,2,FALSE),'Fuel EFs'!$B$7:$X$59,14+MATCH($F$601,'Pick Lists'!$B$17:$B$25,0),FALSE)))","v":{"$error":"#N/A"}},"×",0,"/",{"$f":"IF($H$596=\"\",\"\",Conversions!$D$81)","v":""},"=",{"$f":"IF(H623=\"\",0,H623*J623/L623)","v":{"$error":"#N/A"}},null,null,null,null,null,{"$f":"AND(T$601=TRUE,D623>=AdoptionYear,D623<=YearImpact)","v":false}]
[null,null,null,2032,null,{"$f":"IF($J$13='Pick Lists'!$B$68,IF($J$169='Pick Lists'!$B$265,J196,IF(OR($J$167='Pick Lists'!$B$282,$J$169='Pick Lists'!$B$288),DataProjection!C183,\"\")))","v":false},"=",{"$f":"IF(F624=\"\",\"\",F624*IF($F$601='Pick Lists'!$B$17,Conversions!$K$56,VLOOKUP(VLOOKUP($H$596,'Pick Lists'!$B$92:$C$146,2,FALSE),'Fuel EFs'!$B$7:$X$59,14+MATCH($F$601,'Pick Lists'!$B$17:$B$25,0),FALSE)))","v":{"$error":"#N/A"}},"×",0,"/",{"$f":"IF($H$596=\"\",\"\",Conversions!$D$81)","v":""},"=",{"$error":"#N/A"},null,null,null,null,null,{"$f":"AND(T$601=TRUE,D624>=AdoptionYear,D624<=YearImpact)","v":false}]
[null,null,null,2033,null,{"$f":"IF($J$13='Pick Lists'!$B$68,IF($J$169='Pick Lists'!$B$265,J197,IF(OR($J$167='Pick Lists'!$B$282,$J$169='Pick Lists'!$B$288),DataProjection!C184,\"\")))","v":false},"=",{"$f":"IF(F625=\"\",\"\",F625*IF($F$601='Pick Lists'!$B$17,Conversions!$K$56,VLOOKUP(VLOOKUP($H$596,'Pick Lists'!$B$92:$C$146,2,FALSE),'Fuel EFs'!$B$7:$X$59,14+MATCH($F$601,'Pick Lists'!$B$17:$B$25,0),FALSE)))","v":{"$error":"#N/A"}},"×",0,"/",{"$f":"IF($H$596=\"\",\"\",Conversions!$D$81)","v":""},"=",{"$error":"#N/A"},null,null,null,null,null,{"$f":"AND(T$601=TRUE,D625>=AdoptionYear,D625<=YearImpact)","v":false}]
[null,null,null,2034,null,{"$f":"IF($J$13='Pick Lists'!$B$68,IF($J$169='Pick Lists'!$B$265,J198,IF(OR($J$167='Pick Lists'!$B$282,$J$169='Pick Lists'!$B$288),DataProjection!C185,\"\")))","v":false},"=",{"$f":"IF(F626=\"\",\"\",F626*IF($F$601='Pick Lists'!$B$17,Conversions!$K$56,VLOOKUP(VLOOKUP($H$596,'Pick Lists'!$B$92:$C$146,2,FALSE),'Fuel EFs'!$B$7:$X$59,14+MATCH($F$601,'Pick Lists'!$B$17:$B$25,0),FALSE)))","v":{"$error":"#N/A"}},"×",0,"/",{"$f":"IF($H$596=\"\",\"\",Conversions!$D$81)","v":""},"=",{"$error":"#N/A"},null,null,null,null,null,{"$f":"AND(T$601=TRUE,D626>=AdoptionYear,D626<=YearImpact)","v":false}]
[null,null,null,2035,null,{"$f":"IF($J$13='Pick Lists'!$B$68,IF($J$169='Pick Lists'!$B$265,J199,IF(OR($J$167='Pick Lists'!$B$282,$J$169='Pick Lists'!$B$288),DataProjection!C186,\"\")))","v":false},"=",{"$f":"IF(F627=\"\",\"\",F627*IF($F$601='Pick Lists'!$B$17,Conversions!$K$56,VLOOKUP(VLOOKUP($H$596,'Pick Lists'!$B$92:$C$146,2,FALSE),'Fuel EFs'!$B$7:$X$59,14+MATCH($F$601,'Pick Lists'!$B$17:$B$25,0),FALSE)))","v":{"$error":"#N/A"}},"×",0,"/",{"$f":"IF($H$596=\"\",\"\",Conversions!$D$81)","v":""},"=",{"$error":"#N/A"},null,null,null,null,null,{"$f":"AND(T$601=TRUE,D627>=AdoptionYear,D627<=YearImpact)","v":false}]
[null,null,null,2036,null,{"$f":"IF($J$13='Pick Lists'!$B$68,IF($J$169='Pick Lists'!$B$265,J200,IF(OR($J$167='Pick Lists'!$B$282,$J$169='Pick Lists'!$B$288),DataProjection!C187,\"\")))","v":false},"=",{"$f":"IF(F628=\"\",\"\",F628*IF($F$601='Pick Lists'!$B$17,Conversions!$K$56,VLOOKUP(VLOOKUP($H$596,'Pick Lists'!$B$92:$C$146,2,FALSE),'Fuel EFs'!$B$7:$X$59,14+MATCH($F$601,'Pick Lists'!$B$17:$B$25,0),FALSE)))","v":{"$error":"#N/A"}},"×",0,"/",{"$f":"IF($H$596=\"\",\"\",Conversions!$D$81)","v":""},"=",{"$error":"#N/A"},null,null,null,null,null,{"$f":"AND(T$601=TRUE,D628>=AdoptionYear,D628<=YearImpact)","v":false}]
[null,null,null,2037,null,{"$f":"IF($J$13='Pick Lists'!$B$68,IF($J$169='Pick Lists'!$B$265,J201,IF(OR($J$167='Pick Lists'!$B$282,$J$169='Pick Lists'!$B$288),DataProjection!C188,\"\")))","v":false},"=",{"$f":"IF(F629=\"\",\"\",F629*IF($F$601='Pick Lists'!$B$17,Conversions!$K$56,VLOOKUP(VLOOKUP($H$596,'Pick Lists'!$B$92:$C$146,2,FALSE),'Fuel EFs'!$B$7:$X$59,14+MATCH($F$601,'Pick Lists'!$B$17:$B$25,0),FALSE)))","v":{"$error":"#N/A"}},"×",0,"/",{"$f":"IF($H$596=\"\",\"\",Conversions!$D$81)","v":""},"=",{"$error":"#N/A"},null,null,null,null,null,{"$f":"AND(T$601=TRUE,D629>=AdoptionYear,D629<=YearImpact)","v":false}]
[null,null,null,2038,null,{"$f":"IF($J$13='Pick Lists'!$B$68,IF($J$169='Pick Lists'!$B$265,J202,IF(OR($J$167='Pick Lists'!$B$282,$J$169='Pick Lists'!$B$288),DataProjection!C189,\"\")))","v":false},"=",{"$f":"IF(F630=\"\",\"\",F630*IF($F$601='Pick Lists'!$B$17,Conversions!$K$56,VLOOKUP(VLOOKUP($H$596,'Pick Lists'!$B$92:$C$146,2,FALSE),'Fuel EFs'!$B$7:$X$59,14+MATCH($F$601,'Pick Lists'!$B$17:$B$25,0),FALSE)))","v":{"$error":"#N/A"}},"×",0,"/",{"$f":"IF($H$596=\"\",\"\",Conversions!$D$81)","v":""},"=",{"$error":"#N/A"},null,null,null,null,null,{"$f":"AND(T$601=TRUE,D630>=AdoptionYear,D630<=YearImpact)","v":false}]
[null,null,null,2039,null,{"$f":"IF($J$13='Pick Lists'!$B$68,IF($J$169='Pick Lists'!$B$265,J203,IF(OR($J$167='Pick Lists'!$B$282,$J$169='Pick Lists'!$B$288),DataProjection!C190,\"\")))","v":false},"=",{"$f":"IF(F631=\"\",\"\",F631*IF($F$601='Pick Lists'!$B$17,Conversions!$K$56,VLOOKUP(VLOOKUP($H$596,'Pick Lists'!$B$92:$C$146,2,FALSE),'Fuel EFs'!$B$7:$X$59,14+MATCH($F$601,'Pick Lists'!$B$17:$B$25,0),FALSE)))","v":{"$error":"#N/A"}},"×",0,"/",{"$f":"IF($H$596=\"\",\"\",Conversions!$D$81)","v":""},"=",{"$error":"#N/A"},null,null,null,null,null,{"$f":"AND(T$601=TRUE,D631>=AdoptionYear,D631<=YearImpact)","v":false}]
[null,null,null,2040,null,{"$f":"IF($J$13='Pick Lists'!$B$68,IF($J$169='Pick Lists'!$B$265,J204,IF(OR($J$167='Pick Lists'!$B$282,$J$169='Pick Lists'!$B$288),DataProjection!C191,\"\")))","v":false},"=",{"$f":"IF(F632=\"\",\"\",F632*IF($F$601='Pick Lists'!$B$17,Conversions!$K$56,VLOOKUP(VLOOKUP($H$596,'Pick Lists'!$B$92:$C$146,2,FALSE),'Fuel EFs'!$B$7:$X$59,14+MATCH($F$601,'Pick Lists'!$B$17:$B$25,0),FALSE)))","v":{"$error":"#N/A"}},"×",0,"/",{"$f":"IF($H$596=\"\",\"\",Conversions!$D$81)","v":""},"=",{"$error":"#N/A"},null,null,null,null,null,{"$f":"AND(T$601=TRUE,D632>=AdoptionYear,D632<=YearImpact)","v":false}]
[null,null,null,2041,null,{"$f":"IF($J$13='Pick Lists'!$B$68,IF($J$169='Pick Lists'!$B$265,J205,IF(OR($J$167='Pick Lists'!$B$282,$J$169='Pick Lists'!$B$288),DataProjection!C192,\"\")))","v":false},"=",{"$f":"IF(F633=\"\",\"\",F633*IF($F$601='Pick Lists'!$B$17,Conversions!$K$56,VLOOKUP(VLOOKUP($H$596,'Pick Lists'!$B$92:$C$146,2,FALSE),'Fuel EFs'!$B$7:$X$59,14+MATCH($F$601,'Pick Lists'!$B$17:$B$25,0),FALSE)))","v":{"$error":"#N/A"}},"×",0,"/",{"$f":"IF($H$596=\"\",\"\",Conversions!$D$81)","v":""},"=",{"$error":"#N/A"},null,null,null,null,null,{"$f":"AND(T$601=TRUE,D633>=AdoptionYear,D633<=YearImpact)","v":false}]
[null,null,null,2042,null,{"$f":"IF($J$13='Pick Lists'!$B$68,IF($J$169='Pick Lists'!$B$265,J206,IF(OR($J$167='Pick Lists'!$B$282,$J$169='Pick Lists'!$B$288),DataProjection!C193,\"\")))","v":false},"=",{"$f":"IF(F634=\"\",\"\",F634*IF($F$601='Pick Lists'!$B$17,Conversions!$K$56,VLOOKUP(VLOOKUP($H$596,'Pick Lists'!$B$92:$C$146,2,FALSE),'Fuel EFs'!$B$7:$X$59,14+MATCH($F$601,'Pick Lists'!$B$17:$B$25,0),FALSE)))","v":{"$error":"#N/A"}},"×",0,"/",{"$f":"IF($H$596=\"\",\"\",Conversions!$D$81)","v":""},"=",{"$error":"#N/A"},null,null,null,null,null,{"$f":"AND(T$601=TRUE,D634>=AdoptionYear,D634<=YearImpact)","v":false}]
[null,null,null,2043,null,{"$f":"IF($J$13='Pick Lists'!$B$68,IF($J$169='Pick Lists'!$B$265,J207,IF(OR($J$167='Pick Lists'!$B$282,$J$169='Pick Lists'!$B$288),DataProjection!C194,\"\")))","v":false},"=",{"$f":"IF(F635=\"\",\"\",F635*IF($F$601='Pick Lists'!$B$17,Conversions!$K$56,VLOOKUP(VLOOKUP($H$596,'Pick Lists'!$B$92:$C$146,2,FALSE),'Fuel EFs'!$B$7:$X$59,14+MATCH($F$601,'Pick Lists'!$B$17:$B$25,0),FALSE)))","v":{"$error":"#N/A"}},"×",0,"/",{"$f":"IF($H$596=\"\",\"\",Conversions!$D$81)","v":""},"=",{"$error":"#N/A"},null,null,null,null,null,{"$f":"AND(T$601=TRUE,D635>=AdoptionYear,D635<=YearImpact)","v":false}]
[null,null,null,2044,null,{"$f":"IF($J$13='Pick Lists'!$B$68,IF($J$169='Pick Lists'!$B$265,J208,IF(OR($J$167='Pick Lists'!$B$282,$J$169='Pick Lists'!$B$288),DataProjection!C195,\"\")))","v":false},"=",{"$f":"IF(F636=\"\",\"\",F636*IF($F$601='Pick Lists'!$B$17,Conversions!$K$56,VLOOKUP(VLOOKUP($H$596,'Pick Lists'!$B$92:$C$146,2,FALSE),'Fuel EFs'!$B$7:$X$59,14+MATCH($F$601,'Pick Lists'!$B$17:$B$25,0),FALSE)))","v":{"$error":"#N/A"}},"×",0,"/",{"$f":"IF($H$596=\"\",\"\",Conversions!$D$81)","v":""},"=",{"$error":"#N/A"},null,null,null,null,null,{"$f":"AND(T$601=TRUE,D636>=AdoptionYear,D636<=YearImpact)","v":false}]
[null,null,null,2045,null,{"$f":"IF($J$13='Pick Lists'!$B$68,IF($J$169='Pick Lists'!$B$265,J209,IF(OR($J$167='Pick Lists'!$B$282,$J$169='Pick Lists'!$B$288),DataProjection!C196,\"\")))","v":false},"=",{"$f":"IF(F637=\"\",\"\",F637*IF($F$601='Pick Lists'!$B$17,Conversions!$K$56,VLOOKUP(VLOOKUP($H$596,'Pick Lists'!$B$92:$C$146,2,FALSE),'Fuel EFs'!$B$7:$X$59,14+MATCH($F$601,'Pick Lists'!$B$17:$B$25,0),FALSE)))","v":{"$error":"#N/A"}},"×",0,"/",{"$f":"IF($H$596=\"\",\"\",Conversions!$D$81)","v":""},"=",{"$error":"#N/A"},null,null,null,null,null,{"$f":"AND(T$601=TRUE,D637>=AdoptionYear,D637<=YearImpact)","v":false}]
[null,null,null,2046,null,{"$f":"IF($J$13='Pick Lists'!$B$68,IF($J$169='Pick Lists'!$B$265,J210,IF(OR($J$167='Pick Lists'!$B$282,$J$169='Pick Lists'!$B$288),DataProjection!C197,\"\")))","v":false},"=",{"$f":"IF(F638=\"\",\"\",F638*IF($F$601='Pick Lists'!$B$17,Conversions!$K$56,VLOOKUP(VLOOKUP($H$596,'Pick Lists'!$B$92:$C$146,2,FALSE),'Fuel EFs'!$B$7:$X$59,14+MATCH($F$601,'Pick Lists'!$B$17:$B$25,0),FALSE)))","v":{"$error":"#N/A"}},"×",0,"/",{"$f":"IF($H$596=\"\",\"\",Conversions!$D$81)","v":""},"=",{"$error":"#N/A"},null,null,null,null,null,{"$f":"AND(T$601=TRUE,D638>=AdoptionYear,D638<=YearImpact)","v":false}]
[null,null,null,2047,null,{"$f":"IF($J$13='Pick Lists'!$B$68,IF($J$169='Pick Lists'!$B$265,J211,IF(OR($J$167='Pick Lists'!$B$282,$J$169='Pick Lists'!$B$288),DataProjection!C198,\"\")))","v":false},"=",{"$f":"IF(F639=\"\",\"\",F639*IF($F$601='Pick Lists'!$B$17,Conversions!$K$56,VLOOKUP(VLOOKUP($H$596,'Pick Lists'!$B$92:$C$146,2,FALSE),'Fuel EFs'!$B$7:$X$59,14+MATCH($F$601,'Pick Lists'!$B$17:$B$25,0),FALSE)))","v":{"$error":"#N/A"}},"×",0,"/",{"$f":"IF($H$596=\"\",\"\",Conversions!$D$81)","v":""},"=",{"$error":"#N/A"},null,null,null,null,null,{"$f":"AND(T$601=TRUE,D639>=AdoptionYear,D639<=YearImpact)","v":false}]
[null,null,null,2048,null,{"$f":"IF($J$13='Pick Lists'!$B$68,IF($J$169='Pick Lists'!$B$265,J212,IF(OR($J$167='Pick Lists'!$B$282,$J$169='Pick Lists'!$B$288),DataProjection!C199,\"\")))","v":false},"=",{"$f":"IF(F640=\"\",\"\",F640*IF($F$601='Pick Lists'!$B$17,Conversions!$K$56,VLOOKUP(VLOOKUP($H$596,'Pick Lists'!$B$92:$C$146,2,FALSE),'Fuel EFs'!$B$7:$X$59,14+MATCH($F$601,'Pick Lists'!$B$17:$B$25,0),FALSE)))","v":{"$error":"#N/A"}},"×",0,"/",{"$f":"IF($H$596=\"\",\"\",Conversions!$D$81)","v":""},"=",{"$error":"#N/A"},null,null,null,null,null,{"$f":"AND(T$601=TRUE,D640>=AdoptionYear,D640<=YearImpact)","v":false}]
[null,null,null,2049,null,{"$f":"IF($J$13='Pick Lists'!$B$68,IF($J$169='Pick Lists'!$B$265,J213,IF(OR($J$167='Pick Lists'!$B$282,$J$169='Pick Lists'!$B$288),DataProjection!C200,\"\")))","v":false},"=",{"$f":"IF(F641=\"\",\"\",F641*IF($F$601='Pick Lists'!$B$17,Conversions!$K$56,VLOOKUP(VLOOKUP($H$596,'Pick Lists'!$B$92:$C$146,2,FALSE),'Fuel EFs'!$B$7:$X$59,14+MATCH($F$601,'Pick Lists'!$B$17:$B$25,0),FALSE)))","v":{"$error":"#N/A"}},"×",0,"/",{"$f":"IF($H$596=\"\",\"\",Conversions!$D$81)","v":""},"=",{"$error":"#N/A"},null,null,null,null,null,{"$f":"AND(T$601=TRUE,D641>=AdoptionYear,D641<=YearImpact)","v":false}]
[null,null,null,2050,null,{"$f":"IF($J$13='Pick Lists'!$B$68,IF($J$169='Pick Lists'!$B$265,J214,IF(OR($J$167='Pick Lists'!$B$282,$J$169='Pick Lists'!$B$288),DataProjection!C201,\"\")))","v":false},"=",{"$f":"IF(F642=\"\",\"\",F642*IF($F$601='Pick Lists'!$B$17,Conversions!$K$56,VLOOKUP(VLOOKUP($H$596,'Pick Lists'!$B$92:$C$146,2,FALSE),'Fuel EFs'!$B$7:$X$59,14+MATCH($F$601,'Pick Lists'!$B$17:$B$25,0),FALSE)))","v":{"$error":"#N/A"}},"×",0,"/",{"$f":"IF($H$596=\"\",\"\",Conversions!$D$81)","v":""},"=",{"$f":"IF(H642=\"\",0,H642*J642/L642)","v":{"$error":"#N/A"}},null,null,null,null,null,{"$f":"AND(T$601=TRUE,D642>=AdoptionYear,D642<=YearImpact)","v":false}]
[null,null,null,2051,null,{"$f":"IF($J$13='Pick Lists'!$B$68,IF($J$169='Pick Lists'!$B$265,J215,IF(OR($J$167='Pick Lists'!$B$282,$J$169='Pick Lists'!$B$288),DataProjection!C202,\"\")))","v":false},"=",{"$f":"IF(F643=\"\",\"\",F643*IF($F$601='Pick Lists'!$B$17,Conversions!$K$56,VLOOKUP(VLOOKUP($H$596,'Pick Lists'!$B$92:$C$146,2,FALSE),'Fuel EFs'!$B$7:$X$59,14+MATCH($F$601,'Pick Lists'!$B$17:$B$25,0),FALSE)))","v":{"$error":"#N/A"}},"×",0,"/",{"$f":"IF($H$596=\"\",\"\",Conversions!$D$81)","v":""},"=",{"$error":"#N/A"},null,null,null,null,null,{"$f":"AND(T$601=TRUE,D643>=AdoptionYear,D643<=YearImpact)","v":false}]
[null,null,null,2052,null,{"$f":"IF($J$13='Pick Lists'!$B$68,IF($J$169='Pick Lists'!$B$265,J216,IF(OR($J$167='Pick Lists'!$B$282,$J$169='Pick Lists'!$B$288),DataProjection!C203,\"\")))","v":false},"=",{"$f":"IF(F644=\"\",\"\",F644*IF($F$601='Pick Lists'!$B$17,Conversions!$K$56,VLOOKUP(VLOOKUP($H$596,'Pick Lists'!$B$92:$C$146,2,FALSE),'Fuel EFs'!$B$7:$X$59,14+MATCH($F$601,'Pick Lists'!$B$17:$B$25,0),FALSE)))","v":{"$error":"#N/A"}},"×",0,"/",{"$f":"IF($H$596=\"\",\"\",Conversions!$D$81)","v":""},"=",{"$error":"#N/A"},null,null,null,null,null,{"$f":"AND(T$601=TRUE,D644>=AdoptionYear,D644<=YearImpact)","v":false}]
[null,null,null,2053,null,{"$f":"IF($J$13='Pick Lists'!$B$68,IF($J$169='Pick Lists'!$B$265,J217,IF(OR($J$167='Pick Lists'!$B$282,$J$169='Pick Lists'!$B$288),DataProjection!C204,\"\")))","v":false},"=",{"$f":"IF(F645=\"\",\"\",F645*IF($F$601='Pick Lists'!$B$17,Conversions!$K$56,VLOOKUP(VLOOKUP($H$596,'Pick Lists'!$B$92:$C$146,2,FALSE),'Fuel EFs'!$B$7:$X$59,14+MATCH($F$601,'Pick Lists'!$B$17:$B$25,0),FALSE)))","v":{"$error":"#N/A"}},"×",0,"/",{"$f":"IF($H$596=\"\",\"\",Conversions!$D$81)","v":""},"=",{"$error":"#N/A"},null,null,null,null,null,{"$f":"AND(T$601=TRUE,D645>=AdoptionYear,D645<=YearImpact)","v":false}]
[null,null,null,2054,null,{"$f":"IF($J$13='Pick Lists'!$B$68,IF($J$169='Pick Lists'!$B$265,J218,IF(OR($J$167='Pick Lists'!$B$282,$J$169='Pick Lists'!$B$288),DataProjection!C205,\"\")))","v":false},"=",{"$f":"IF(F646=\"\",\"\",F646*IF($F$601='Pick Lists'!$B$17,Conversions!$K$56,VLOOKUP(VLOOKUP($H$596,'Pick Lists'!$B$92:$C$146,2,FALSE),'Fuel EFs'!$B$7:$X$59,14+MATCH($F$601,'Pick Lists'!$B$17:$B$25,0),FALSE)))","v":{"$error":"#N/A"}},"×",0,"/",{"$f":"IF($H$596=\"\",\"\",Conversions!$D$81)","v":""},"=",{"$error":"#N/A"},null,null,null,null,null,{"$f":"AND(T$601=TRUE,D646>=AdoptionYear,D646<=YearImpact)","v":false}]
[null,null,null,2055,null,{"$f":"IF($J$13='Pick Lists'!$B$68,IF($J$169='Pick Lists'!$B$265,J219,IF(OR($J$167='Pick Lists'!$B$282,$J$169='Pick Lists'!$B$288),DataProjection!C206,\"\")))","v":false},"=",{"$f":"IF(F647=\"\",\"\",F647*IF($F$601='Pick Lists'!$B$17,Conversions!$K$56,VLOOKUP(VLOOKUP($H$596,'Pick Lists'!$B$92:$C$146,2,FALSE),'Fuel EFs'!$B$7:$X$59,14+MATCH($F$601,'Pick Lists'!$B$17:$B$25,0),FALSE)))","v":{"$error":"#N/A"}},"×",0,"/",{"$f":"IF($H$596=\"\",\"\",Conversions!$D$81)","v":""},"=",{"$error":"#N/A"},null,null,null,null,null,{"$f":"AND(T$601=TRUE,D647>=AdoptionYear,D647<=YearImpact)","v":false}]
[null,null,null,2056,null,{"$f":"IF($J$13='Pick Lists'!$B$68,IF($J$169='Pick Lists'!$B$265,J220,IF(OR($J$167='Pick Lists'!$B$282,$J$169='Pick Lists'!$B$288),DataProjection!C207,\"\")))","v":false},"=",{"$f":"IF(F648=\"\",\"\",F648*IF($F$601='Pick Lists'!$B$17,Conversions!$K$56,VLOOKUP(VLOOKUP($H$596,'Pick Lists'!$B$92:$C$146,2,FALSE),'Fuel EFs'!$B$7:$X$59,14+MATCH($F$601,'Pick Lists'!$B$17:$B$25,0),FALSE)))","v":{"$error":"#N/A"}},"×",0,"/",{"$f":"IF($H$596=\"\",\"\",Conversions!$D$81)","v":""},"=",{"$error":"#N/A"},null,null,null,null,null,{"$f":"AND(T$601=TRUE,D648>=AdoptionYear,D648<=YearImpact)","v":false}]
[null,null,null,2057,null,{"$f":"IF($J$13='Pick Lists'!$B$68,IF($J$169='Pick Lists'!$B$265,J221,IF(OR($J$167='Pick Lists'!$B$282,$J$169='Pick Lists'!$B$288),DataProjection!C208,\"\")))","v":false},"=",{"$f":"IF(F649=\"\",\"\",F649*IF($F$601='Pick Lists'!$B$17,Conversions!$K$56,VLOOKUP(VLOOKUP($H$596,'Pick Lists'!$B$92:$C$146,2,FALSE),'Fuel EFs'!$B$7:$X$59,14+MATCH($F$601,'Pick Lists'!$B$17:$B$25,0),FALSE)))","v":{"$error":"#N/A"}},"×",0,"/",{"$f":"IF($H$596=\"\",\"\",Conversions!$D$81)","v":""},"=",{"$error":"#N/A"},null,null,null,null,null,{"$f":"AND(T$601=TRUE,D649>=AdoptionYear,D649<=YearImpact)","v":false}]
[null,null,null,2058,null,{"$f":"IF($J$13='Pick Lists'!$B$68,IF($J$169='Pick Lists'!$B$265,J222,IF(OR($J$167='Pick Lists'!$B$282,$J$169='Pick Lists'!$B$288),DataProjection!C209,\"\")))","v":false},"=",{"$f":"IF(F650=\"\",\"\",F650*IF($F$601='Pick Lists'!$B$17,Conversions!$K$56,VLOOKUP(VLOOKUP($H$596,'Pick Lists'!$B$92:$C$146,2,FALSE),'Fuel EFs'!$B$7:$X$59,14+MATCH($F$601,'Pick Lists'!$B$17:$B$25,0),FALSE)))","v":{"$error":"#N/A"}},"×",0,"/",{"$f":"IF($H$596=\"\",\"\",Conversions!$D$81)","v":""},"=",{"$error":"#N/A"},null,null,null,null,null,{"$f":"AND(T$601=TRUE,D650>=AdoptionYear,D650<=YearImpact)","v":false}]
[null,null,null,2059,null,{"$f":"IF($J$13='Pick Lists'!$B$68,IF($J$169='Pick Lists'!$B$265,J223,IF(OR($J$167='Pick Lists'!$B$282,$J$169='Pick Lists'!$B$288),DataProjection!C210,\"\")))","v":false},"=",{"$f":"IF(F651=\"\",\"\",F651*IF($F$601='Pick Lists'!$B$17,Conversions!$K$56,VLOOKUP(VLOOKUP($H$596,'Pick Lists'!$B$92:$C$146,2,FALSE),'Fuel EFs'!$B$7:$X$59,14+MATCH($F$601,'Pick Lists'!$B$17:$B$25,0),FALSE)))","v":{"$error":"#N/A"}},"×",0,"/",{"$f":"IF($H$596=\"\",\"\",Conversions!$D$81)","v":""},"=",{"$error":"#N/A"},null,null,null,null,null,{"$f":"AND(T$601=TRUE,D651>=AdoptionYear,D651<=YearImpact)","v":false}]
[null,null,null,2060,null,{"$f":"IF($J$13='Pick Lists'!$B$68,IF($J$169='Pick Lists'!$B$265,J224,IF(OR($J$167='Pick Lists'!$B$282,$J$169='Pick Lists'!$B$288),DataProjection!C211,\"\")))","v":false},"=",{"$f":"IF(F652=\"\",\"\",F652*IF($F$601='Pick Lists'!$B$17,Conversions!$K$56,VLOOKUP(VLOOKUP($H$596,'Pick Lists'!$B$92:$C$146,2,FALSE),'Fuel EFs'!$B$7:$X$59,14+MATCH($F$601,'Pick Lists'!$B$17:$B$25,0),FALSE)))","v":{"$error":"#N/A"}},"×",0,"/",{"$f":"IF($H$596=\"\",\"\",Conversions!$D$81)","v":""},"=",{"$error":"#N/A"},null,null,null,null,null,{"$f":"AND(T$601=TRUE,D652>=AdoptionYear,D652<=YearImpact)","v":false}]
[null,null,null,2061,null,{"$f":"IF($J$13='Pick Lists'!$B$68,IF($J$169='Pick Lists'!$B$265,J225,IF(OR($J$167='Pick Lists'!$B$282,$J$169='Pick Lists'!$B$288),DataProjection!C212,\"\")))","v":false},"=",{"$f":"IF(F653=\"\",\"\",F653*IF($F$601='Pick Lists'!$B$17,Conversions!$K$56,VLOOKUP(VLOOKUP($H$596,'Pick Lists'!$B$92:$C$146,2,FALSE),'Fuel EFs'!$B$7:$X$59,14+MATCH($F$601,'Pick Lists'!$B$17:$B$25,0),FALSE)))","v":{"$error":"#N/A"}},"×",0,"/",{"$f":"IF($H$596=\"\",\"\",Conversions!$D$81)","v":""},"=",{"$error":"#N/A"},null,null,null,null,null,{"$f":"AND(T$601=TRUE,D653>=AdoptionYear,D653<=YearImpact)","v":false}]
[null,null,null,2062,null,{"$f":"IF($J$13='Pick Lists'!$B$68,IF($J$169='Pick Lists'!$B$265,J226,IF(OR($J$167='Pick Lists'!$B$282,$J$169='Pick Lists'!$B$288),DataProjection!C213,\"\")))","v":false},"=",{"$f":"IF(F654=\"\",\"\",F654*IF($F$601='Pick Lists'!$B$17,Conversions!$K$56,VLOOKUP(VLOOKUP($H$596,'Pick Lists'!$B$92:$C$146,2,FALSE),'Fuel EFs'!$B$7:$X$59,14+MATCH($F$601,'Pick Lists'!$B$17:$B$25,0),FALSE)))","v":{"$error":"#N/A"}},"×",0,"/",{"$f":"IF($H$596=\"\",\"\",Conversions!$D$81)","v":""},"=",{"$error":"#N/A"},null,null,null,null,null,{"$f":"AND(T$601=TRUE,D654>=AdoptionYear,D654<=YearImpact)","v":false}]
[null,null,null,2063,null,{"$f":"IF($J$13='Pick Lists'!$B$68,IF($J$169='Pick Lists'!$B$265,J227,IF(OR($J$167='Pick Lists'!$B$282,$J$169='Pick Lists'!$B$288),DataProjection!C214,\"\")))","v":false},"=",{"$f":"IF(F655=\"\",\"\",F655*IF($F$601='Pick Lists'!$B$17,Conversions!$K$56,VLOOKUP(VLOOKUP($H$596,'Pick Lists'!$B$92:$C$146,2,FALSE),'Fuel EFs'!$B$7:$X$59,14+MATCH($F$601,'Pick Lists'!$B$17:$B$25,0),FALSE)))","v":{"$error":"#N/A"}},"×",0,"/",{"$f":"IF($H$596=\"\",\"\",Conversions!$D$81)","v":""},"=",{"$error":"#N/A"},null,null,null,null,null,{"$f":"AND(T$601=TRUE,D655>=AdoptionYear,D655<=YearImpact)","v":false}]
[null,null,null,2064,null,{"$f":"IF($J$13='Pick Lists'!$B$68,IF($J$169='Pick Lists'!$B$265,J228,IF(OR($J$167='Pick Lists'!$B$282,$J$169='Pick Lists'!$B$288),DataProjection!C215,\"\")))","v":false},"=",{"$f":"IF(F656=\"\",\"\",F656*IF($F$601='Pick Lists'!$B$17,Conversions!$K$56,VLOOKUP(VLOOKUP($H$596,'Pick Lists'!$B$92:$C$146,2,FALSE),'Fuel EFs'!$B$7:$X$59,14+MATCH($F$601,'Pick Lists'!$B$17:$B$25,0),FALSE)))","v":{"$error":"#N/A"}},"×",0,"/",{"$f":"IF($H$596=\"\",\"\",Conversions!$D$81)","v":""},"=",{"$error":"#N/A"},null,null,null,null,null,{"$f":"AND(T$601=TRUE,D656>=AdoptionYear,D656<=YearImpact)","v":false}]
[null,null,null,2065,null,{"$f":"IF($J$13='Pick Lists'!$B$68,IF($J$169='Pick Lists'!$B$265,J229,IF(OR($J$167='Pick Lists'!$B$282,$J$169='Pick Lists'!$B$288),DataProjection!C216,\"\")))","v":false},"=",{"$f":"IF(F657=\"\",\"\",F657*IF($F$601='Pick Lists'!$B$17,Conversions!$K$56,VLOOKUP(VLOOKUP($H$596,'Pick Lists'!$B$92:$C$146,2,FALSE),'Fuel EFs'!$B$7:$X$59,14+MATCH($F$601,'Pick Lists'!$B$17:$B$25,0),FALSE)))","v":{"$error":"#N/A"}},"×",0,"/",{"$f":"IF($H$596=\"\",\"\",Conversions!$D$81)","v":""},"=",{"$error":"#N/A"},null,null,null,null,null,{"$f":"AND(T$601=TRUE,D657>=AdoptionYear,D657<=YearImpact)","v":false}]
[null,null,null,2066,null,{"$f":"IF($J$13='Pick Lists'!$B$68,IF($J$169='Pick Lists'!$B$265,J230,IF(OR($J$167='Pick Lists'!$B$282,$J$169='Pick Lists'!$B$288),DataProjection!C217,\"\")))","v":false},"=",{"$f":"IF(F658=\"\",\"\",F658*IF($F$601='Pick Lists'!$B$17,Conversions!$K$56,VLOOKUP(VLOOKUP($H$596,'Pick Lists'!$B$92:$C$146,2,FALSE),'Fuel EFs'!$B$7:$X$59,14+MATCH($F$601,'Pick Lists'!$B$17:$B$25,0),FALSE)))","v":{"$error":"#N/A"}},"×",0,"/",{"$f":"IF($H$596=\"\",\"\",Conversions!$D$81)","v":""},"=",{"$error":"#N/A"},null,null,null,null,null,{"$f":"AND(T$601=TRUE,D658>=AdoptionYear,D658<=YearImpact)","v":false}]
[null,null,null,2067,null,{"$f":"IF($J$13='Pick Lists'!$B$68,IF($J$169='Pick Lists'!$B$265,J231,IF(OR($J$167='Pick Lists'!$B$282,$J$169='Pick Lists'!$B$288),DataProjection!C218,\"\")))","v":false},"=",{"$f":"IF(F659=\"\",\"\",F659*IF($F$601='Pick Lists'!$B$17,Conversions!$K$56,VLOOKUP(VLOOKUP($H$596,'Pick Lists'!$B$92:$C$146,2,FALSE),'Fuel EFs'!$B$7:$X$59,14+MATCH($F$601,'Pick Lists'!$B$17:$B$25,0),FALSE)))","v":{"$error":"#N/A"}},"×",0,"/",{"$f":"IF($H$596=\"\",\"\",Conversions!$D$81)","v":""},"=",{"$error":"#N/A"},null,null,null,null,null,{"$f":"AND(T$601=TRUE,D659>=AdoptionYear,D659<=YearImpact)","v":false}]
[null,null,null,2068,null,{"$f":"IF($J$13='Pick Lists'!$B$68,IF($J$169='Pick Lists'!$B$265,J232,IF(OR($J$167='Pick Lists'!$B$282,$J$169='Pick Lists'!$B$288),DataProjection!C219,\"\")))","v":false},"=",{"$f":"IF(F660=\"\",\"\",F660*IF($F$601='Pick Lists'!$B$17,Conversions!$K$56,VLOOKUP(VLOOKUP($H$596,'Pick Lists'!$B$92:$C$146,2,FALSE),'Fuel EFs'!$B$7:$X$59,14+MATCH($F$601,'Pick Lists'!$B$17:$B$25,0),FALSE)))","v":{"$error":"#N/A"}},"×",0,"/",{"$f":"IF($H$596=\"\",\"\",Conversions!$D$81)","v":""},"=",{"$error":"#N/A"},null,null,null,null,null,{"$f":"AND(T$601=TRUE,D660>=AdoptionYear,D660<=YearImpact)","v":false}]
[null,null,null,2069,null,{"$f":"IF($J$13='Pick Lists'!$B$68,IF($J$169='Pick Lists'!$B$265,J233,IF(OR($J$167='Pick Lists'!$B$282,$J$169='Pick Lists'!$B$288),DataProjection!C220,\"\")))","v":false},"=",{"$f":"IF(F661=\"\",\"\",F661*IF($F$601='Pick Lists'!$B$17,Conversions!$K$56,VLOOKUP(VLOOKUP($H$596,'Pick Lists'!$B$92:$C$146,2,FALSE),'Fuel EFs'!$B$7:$X$59,14+MATCH($F$601,'Pick Lists'!$B$17:$B$25,0),FALSE)))","v":{"$error":"#N/A"}},"×",0,"/",{"$f":"IF($H$596=\"\",\"\",Conversions!$D$81)","v":""},"=",{"$error":"#N/A"},null,null,null,null,null,{"$f":"AND(T$601=TRUE,D661>=AdoptionYear,D661<=YearImpact)","v":false}]
[null,null,null,2070,null,{"$f":"IF($J$13='Pick Lists'!$B$68,IF($J$169='Pick Lists'!$B$265,J234,IF(OR($J$167='Pick Lists'!$B$282,$J$169='Pick Lists'!$B$288),DataProjection!C221,\"\")))","v":false},"=",{"$f":"IF(F662=\"\",\"\",F662*IF($F$601='Pick Lists'!$B$17,Conversions!$K$56,VLOOKUP(VLOOKUP($H$596,'Pick Lists'!$B$92:$C$146,2,FALSE),'Fuel EFs'!$B$7:$X$59,14+MATCH($F$601,'Pick Lists'!$B$17:$B$25,0),FALSE)))","v":{"$error":"#N/A"}},"×",0,"/",{"$f":"IF($H$596=\"\",\"\",Conversions!$D$81)","v":""},"=",{"$error":"#N/A"},null,null,null,null,null,{"$f":"AND(T$601=TRUE,D662>=AdoptionYear,D662<=YearImpact)","v":false}]
[{"$f":"A602","v":{"$error":"#REF!"}},null,null,null,null,null,null,null,null,null,null,null,null,null,null,null,null,null,null,{"$f":"CalcTrigger=FuelSwitching","v":false}]
[{"$f":"A663","v":{"$error":"#REF!"}},null,null,null,null,"Energy content of fuel in the baseline",null,"Baseline Emission Factor",null,"Conversion",null,"Baseline Emissions",null,"Emission Reductions",null,null,null,null,null,{"$f":"T663","v":false}]
[{"$f":"A664","v":{"$error":"#REF!"}},null,null,null,null,"Gigajoules (GJ)",null,"gCO2e/GJ",null,"grams to metric tons",null,"tCO2e",null,"tCO2e",null,null,null,null,null,{"$f":"T664","v":false}]
[{"$f":"A665","v":{"$error":"#REF!"}},null,null,{"$f":"Start_Year","v":2010},null,{"$f":"IF($J$13='Pick Lists'!$B$68,H602,\"\")","v":""},"×",{"$f":"FuelSwitBase","v":0},"/",{"$f":"IF($H$597=\"\",\"\",Conversions!$D$81)","v":""},"=",{"$f":"IF(F666=\"\",0,F666*H666/J666)","v":0},null,{"$f":"IF(CalcTrigger<>FuelSwitching,\"\",L666-N602)","v":""},null,null,null,null,null,{"$f":"AND(T$665,D666<=YearImpact,D666>=AdoptionYear)","v":false}]
[null,null,null,{"$f":"D666+1","v":2011},null,{"$f":"IF($J$13='Pick Lists'!$B$68,H603,\"\")","v":""},"×",0,"/",{"$f":"IF($H$597=\"\",\"\",Conversions!$D$81)","v":""},"=",{"$f":"IF(F667=\"\",0,F667*H667/J667)","v":0},null,"",null,null,null,null,null,{"$f":"AND(T$665,D667<=YearImpact,D667>=AdoptionYear)","v":false}]
[null,null,null,{"$f":"D667+1","v":2012},null,{"$f":"IF($J$13='Pick Lists'!$B$68,H604,\"\")","v":""},"×",0,"/",{"$f":"IF($H$597=\"\",\"\",Conversions!$D$81)","v":""},"=",0,null,"",null,null,null,null,null,{"$f":"AND(T$665,D668<=YearImpact,D668>=AdoptionYear)","v":false}]
[null,null,null,2013,null,{"$f":"IF($J$13='Pick Lists'!$B$68,H605,\"\")","v":""},"×",0,"/",{"$f":"IF($H$597=\"\",\"\",Conversions!$D$81)","v":""},"=",0,null,"",null,null,null,null,null,{"$f":"AND(T$665,D669<=YearImpact,D669>=AdoptionYear)","v":false}]
[null,null,null,2014,null,{"$f":"IF($J$13='Pick Lists'!$B$68,H606,\"\")","v":""},"×",0,"/",{"$f":"IF($H$597=\"\",\"\",Conversions!$D$81)","v":""},"=",0,null,"",null,null,null,null,null,{"$f":"AND(T$665,D670<=YearImpact,D670>=AdoptionYear)","v":false}]
[null,null,null,2015,null,{"$f":"IF($J$13='Pick Lists'!$B$68,H607,\"\")","v":""},"×",0,"/",{"$f":"IF($H$597=\"\",\"\",Conversions!$D$81)","v":""},"=",0,null,"",null,null,null,null,null,{"$f":"AND(T$665,D671<=YearImpact,D671>=AdoptionYear)","v":false}]
[null,null,null,2016,null,{"$f":"IF($J$13='Pick Lists'!$B$68,H608,\"\")","v":""},"×",0,"/",{"$f":"IF($H$597=\"\",\"\",Conversions!$D$81)","v":""},"=",0,null,"",null,null,null,null,null,{"$f":"AND(T$665,D672<=YearImpact,D672>=AdoptionYear)","v":false}]
[null,null,null,2017,null,{"$f":"IF($J$13='Pick Lists'!$B$68,H609,\"\")","v":""},"×",0,"/",{"$f":"IF($H$597=\"\",\"\",Conversions!$D$81)","v":""},"=",0,null,"",null,null,null,null,null,{"$f":"AND(T$665,D673<=YearImpact,D673>=AdoptionYear)","v":false}]
[null,null,null,2018,null,{"$f":"IF($J$13='Pick Lists'!$B$68,H610,\"\")","v":""},"×",0,"/",{"$f":"IF($H$597=\"\",\"\",Conversions!$D$81)","v":""},"=",0,null,"",null,null,null,null,null,{"$f":"AND(T$665,D674<=YearImpact,D674>=AdoptionYear)","v":false}]
[null,null,null,2019,null,{"$f":"IF($J$13='Pick Lists'!$B$68,H611,\"\")","v":""},"×",0,"/",{"$f":"IF($H$597=\"\",\"\",Conversions!$D$81)","v":""},"=",0,null,"",null,null,null,null,null,{"$f":"AND(T$665,D675<=YearImpact,D675>=AdoptionYear)","v":false}]
[null,null,null,2020,null,{"$f":"IF($J$13='Pick Lists'!$B$68,H612,\"\")","v":""},"×",0,"/",{"$f":"IF($H$597=\"\",\"\",Conversions!$D$81)","v":""},"=",0,null,"",null,null,null,null,null,{"$f":"AND(T$665,D676<=YearImpact,D676>=AdoptionYear)","v":false}]
[null,null,null,2021,null,{"$f":"IF($J$13='Pick Lists'!$B$68,H613,\"\")","v":""},"×",0,"/",{"$f":"IF($H$597=\"\",\"\",Conversions!$D$81)","v":""},"=",0,null,"",null,null,null,null,null,{"$f":"AND(T$665,D677<=YearImpact,D677>=AdoptionYear)","v":false}]
[null,null,null,2022,null,{"$f":"IF($J$13='Pick Lists'!$B$68,H614,\"\")","v":""},"×",0,"/",{"$f":"IF($H$597=\"\",\"\",Conversions!$D$81)","v":""},"=",0,null,"",null,null,null,null,null,{"$f":"AND(T$665,D678<=YearImpact,D678>=AdoptionYear)","v":false}]
[null,null,null,2023,null,{"$f":"IF($J$13='Pick Lists'!$B$68,H615,\"\")","v":""},"×",0,"/",{"$f":"IF($H$597=\"\",\"\",Conversions!$D$81)","v":""},"=",0,null,"",null,null,null,null,null,{"$f":"AND(T$665,D679<=YearImpact,D679>=AdoptionYear)","v":false}]
[null,null,null,2024,null,{"$f":"IF($J$13='Pick Lists'!$B$68,H616,\"\")","v":""},"×",0,"/",{"$f":"IF($H$597=\"\",\"\",Conversions!$D$81)","v":""},"=",0,null,"",null,null,null,null,null,{"$f":"AND(T$665,D680<=YearImpact,D680>=AdoptionYear)","v":false}]
[null,null,null,2025,null,{"$f":"IF($J$13='Pick Lists'!$B$68,H617,\"\")","v":""},"×",0,"/",{"$f":"IF($H$597=\"\",\"\",Conversions!$D$81)","v":""},"=",0,null,"",null,null,null,null,null,{"$f":"AND(T$665,D681<=YearImpact,D681>=AdoptionYear)","v":false}]
[null,null,null,2026,null,{"$f":"IF($J$13='Pick Lists'!$B$68,H618,\"\")","v":""},"×",0,"/",{"$f":"IF($H$597=\"\",\"\",Conversions!$D$81)","v":""},"=",0,null,"",null,null,null,null,null,{"$f":"AND(T$665,D682<=YearImpact,D682>=AdoptionYear)","v":false}]
[null,null,null,2027,null,{"$f":"IF($J$13='Pick Lists'!$B$68,H619,\"\")","v":""},"×",0,"/",{"$f":"IF($H$597=\"\",\"\",Conversions!$D$81)","v":""},"=",0,null,"",null,null,null,null,null,{"$f":"AND(T$665,D683<=YearImpact,D683>=AdoptionYear)","v":false}]
[null,null,null,2028,null,{"$f":"IF($J$13='Pick Lists'!$B$68,H620,\"\")","v":""},"×",0,"/",{"$f":"IF($H$597=\"\",\"\",Conversions!$D$81)","v":""},"=",0,null,"",null,null,null,null,null,{"$f":"AND(T$665,D684<=YearImpact,D684>=AdoptionYear)","v":false}]
[null,null,null,2029,null,{"$f":"IF($J$13='Pick Lists'!$B$68,H621,\"\")","v":""},"×",0,"/",{"$f":"IF($H$597=\"\",\"\",Conversions!$D$81)","v":""},"=",0,null,"",null,null,null,null,null,{"$f":"AND(T$665,D685<=YearImpact,D685>=AdoptionYear)","v":false}]
[null,null,null,{"$f":"D685+1","v":2030},null,{"$f":"IF($J$13='Pick Lists'!$B$68,H622,\"\")","v":""},"×",0,"/",{"$f":"IF($H$597=\"\",\"\",Conversions!$D$81)","v":""},"=",0,null,"",null,null,null,null,null,{"$f":"AND(T$665,D686<=YearImpact,D686>=AdoptionYear)","v":false}]
[null,null,null,{"$f":"D686+1","v":2031},null,{"$f":"IF($J$13='Pick Lists'!$B$68,H623,\"\")","v":""},"×",0,"/",{"$f":"IF($H$597=\"\",\"\",Conversions!$D$81)","v":""},"=",{"$f":"IF(F687=\"\",0,F687*H687/J687)","v":0},null,"",null,null,null,null,null,{"$f":"AND(T$665,D687<=YearImpact,D687>=AdoptionYear)","v":false}]
[null,null,null,{"$f":"D687+1","v":2032},null,{"$f":"IF($J$13='Pick Lists'!$B$68,H624,\"\")","v":""},"×",0,"/",{"$f":"IF($H$597=\"\",\"\",Conversions!$D$81)","v":""},"=",0,null,"",null,null,null,null,null,{"$f":"AND(T$665,D688<=YearImpact,D688>=AdoptionYear)","v":false}]
[null,null,null,2033,null,{"$f":"IF($J$13='Pick Lists'!$B$68,H625,\"\")","v":""},"×",0,"/",{"$f":"IF($H$597=\"\",\"\",Conversions!$D$81)","v":""},"=",0,null,"",null,null,null,null,null,{"$f":"AND(T$665,D689<=YearImpact,D689>=AdoptionYear)","v":false}]
[null,null,null,2034,null,{"$f":"IF($J$13='Pick Lists'!$B$68,H626,\"\")","v":""},"×",0,"/",{"$f":"IF($H$597=\"\",\"\",Conversions!$D$81)","v":""},"=",0,null,"",null,null,null,null,null,{"$f":"AND(T$665,D690<=YearImpact,D690>=AdoptionYear)","v":false}]
[null,null,null,2035,null,{"$f":"IF($J$13='Pick Lists'!$B$68,H627,\"\")","v":""},"×",0,"/",{"$f":"IF($H$597=\"\",\"\",Conversions!$D$81)","v":""},"=",0,null,"",null,null,null,null,null,{"$f":"AND(T$665,D691<=YearImpact,D691>=AdoptionYear)","v":false}]
[null,null,null,2036,null,{"$f":"IF($J$13='Pick Lists'!$B$68,H628,\"\")","v":""},"×",0,"/",{"$f":"IF($H$597=\"\",\"\",Conversions!$D$81)","v":""},"=",0,null,"",null,null,null,null,null,{"$f":"AND(T$665,D692<=YearImpact,D692>=AdoptionYear)","v":false}]
[null,null,null,2037,null,{"$f":"IF($J$13='Pick Lists'!$B$68,H629,\"\")","v":""},"×",0,"/",{"$f":"IF($H$597=\"\",\"\",Conversions!$D$81)","v":""},"=",0,null,"",null,null,null,null,null,{"$f":"AND(T$665,D693<=YearImpact,D693>=AdoptionYear)","v":false}]
[null,null,null,2038,null,{"$f":"IF($J$13='Pick Lists'!$B$68,H630,\"\")","v":""},"×",0,"/",{"$f":"IF($H$597=\"\",\"\",Conversions!$D$81)","v":""},"=",0,null,"",null,null,null,null,null,{"$f":"AND(T$665,D694<=YearImpact,D694>=AdoptionYear)","v":false}]
[null,null,null,2039,null,{"$f":"IF($J$13='Pick Lists'!$B$68,H631,\"\")","v":""},"×",0,"/",{"$f":"IF($H$597=\"\",\"\",Conversions!$D$81)","v":""},"=",0,null,"",null,null,null,null,null,{"$f":"AND(T$665,D695<=YearImpact,D695>=AdoptionYear)","v":false}]
[null,null,null,2040,null,{"$f":"IF($J$13='Pick Lists'!$B$68,H632,\"\")","v":""},"×",0,"/",{"$f":"IF($H$597=\"\",\"\",Conversions!$D$81)","v":""},"=",0,null,"",null,null,null,null,null,{"$f":"AND(T$665,D696<=YearImpact,D696>=AdoptionYear)","v":false}]
[null,null,null,2041,null,{"$f":"IF($J$13='Pick Lists'!$B$68,H633,\"\")","v":""},"×",0,"/",{"$f":"IF($H$597=\"\",\"\",Conversions!$D$81)","v":""},"=",0,null,"",null,null,null,null,null,{"$f":"AND(T$665,D697<=YearImpact,D697>=AdoptionYear)","v":false}]
[null,null,null,2042,null,{"$f":"IF($J$13='Pick Lists'!$B$68,H634,\"\")","v":""},"×",0,"/",{"$f":"IF($H$597=\"\",\"\",Conversions!$D$81)","v":""},"=",0,null,{"$f":"IF(CalcTrigger<>FuelSwitching,\"\",L698-N634)","v":""},null,null,null,null,null,{"$f":"AND(T$665,D698<=YearImpact,D698>=AdoptionYear)","v":false}]
[null,null,null,2043,null,{"$f":"IF($J$13='Pick Lists'!$B$68,H635,\"\")","v":""},"×",0,"/",{"$f":"IF($H$597=\"\",\"\",Conversions!$D$81)","v":""},"=",0,null,"",null,null,null,null,null,{"$f":"AND(T$665,D699<=YearImpact,D699>=AdoptionYear)","v":false}]
[null,null,null,2044,null,{"$f":"IF($J$13='Pick Lists'!$B$68,H636,\"\")","v":""},"×",0,"/",{"$f":"IF($H$597=\"\",\"\",Conversions!$D$81)","v":""},"=",0,null,"",null,null,null,null,null,{"$f":"AND(T$665,D700<=YearImpact,D700>=AdoptionYear)","v":false}]
[null,null,null,2045,null,{"$f":"IF($J$13='Pick Lists'!$B$68,H637,\"\")","v":""},"×",0,"/",{"$f":"IF($H$597=\"\",\"\",Conversions!$D$81)","v":""},"=",0,null,"",null,null,null,null,null,{"$f":"AND(T$665,D701<=YearImpact,D701>=AdoptionYear)","v":false}]
[null,null,null,2046,null,{"$f":"IF($J$13='Pick Lists'!$B$68,H638,\"\")","v":""},"×",0,"/",{"$f":"IF($H$597=\"\",\"\",Conversions!$D$81)","v":""},"=",0,null,"",null,null,null,null,null,{"$f":"AND(T$665,D702<=YearImpact,D702>=AdoptionYear)","v":false}]
[null,null,null,2047,null,{"$f":"IF($J$13='Pick Lists'!$B$68,H639,\"\")","v":""},"×",0,"/",{"$f":"IF($H$597=\"\",\"\",Conversions!$D$81)","v":""},"=",0,null,"",null,null,null,null,null,{"$f":"AND(T$665,D703<=YearImpact,D703>=AdoptionYear)","v":false}]
[null,null,null,2048,null,{"$f":"IF($J$13='Pick Lists'!$B$68,H640,\"\")","v":""},"×",0,"/",{"$f":"IF($H$597=\"\",\"\",Conversions!$D$81)","v":""},"=",0,null,"",null,null,null,null,null,{"$f":"AND(T$665,D704<=YearImpact,D704>=AdoptionYear)","v":false}]
[null,null,null,2049,null,{"$f":"IF($J$13='Pick Lists'!$B$68,H641,\"\")","v":""},"×",0,"/",{"$f":"IF($H$597=\"\",\"\",Conversions!$D$81)","v":""},"=",0,null,"",null,null,null,null,null,{"$f":"AND(T$665,D705<=YearImpact,D705>=AdoptionYear)","v":false}]
[null,null,null,2050,null,{"$f":"IF($J$13='Pick Lists'!$B$68,H642,\"\")","v":""},"×",0,"/",{"$f":"IF($H$597=\"\",\"\",Conversions!$D$81)","v":""},"=",{"$f":"IF(F706=\"\",0,F706*H706/J706)","v":0},null,"",null,null,null,null,null,{"$f":"AND(T$665,D706<=YearImpact,D706>=AdoptionYear)","v":false}]
[null,null,null,2051,null,{"$f":"IF($J$13='Pick Lists'!$B$68,H643,\"\")","v":""},"×",0,"/",{"$f":"IF($H$597=\"\",\"\",Conversions!$D$81)","v":""},"=",0,null,"",null,null,null,null,null,{"$f":"AND(T$665,D707<=YearImpact,D707>=AdoptionYear)","v":false}]
[null,null,null,2052,null,{"$f":"IF($J$13='Pick Lists'!$B$68,H644,\"\")","v":""},"×",0,"/",{"$f":"IF($H$597=\"\",\"\",Conversions!$D$81)","v":""},"=",0,null,"",null,null,null,null,null,{"$f":"AND(T$665,D708<=YearImpact,D708>=AdoptionYear)","v":false}]
[null,null,null,2053,null,{"$f":"IF($J$13='Pick Lists'!$B$68,H645,\"\")","v":""},"×",0,"/",{"$f":"IF($H$597=\"\",\"\",Conversions!$D$81)","v":""},"=",0,null,"",null,null,null,null,null,{"$f":"AND(T$665,D709<=YearImpact,D709>=AdoptionYear)","v":false}]
[null,null,null,2054,null,{"$f":"IF($J$13='Pick Lists'!$B$68,H646,\"\")","v":""},"×",0,"/",{"$f":"IF($H$597=\"\",\"\",Conversions!$D$81)","v":""},"=",0,null,"",null,null,null,null,null,{"$f":"AND(T$665,D710<=YearImpact,D710>=AdoptionYear)","v":false}]
[null,null,null,2055,null,{"$f":"IF($J$13='Pick Lists'!$B$68,H647,\"\")","v":""},"×",0,"/",{"$f":"IF($H$597=\"\",\"\",Conversions!$D$81)","v":""},"=",0,null,"",null,null,null,null,null,{"$f":"AND(T$665,D711<=YearImpact,D711>=AdoptionYear)","v":false}]
[null,null,null,2056,null,{"$f":"IF($J$13='Pick Lists'!$B$68,H648,\"\")","v":""},"×",0,"/",{"$f":"IF($H$597=\"\",\"\",Conversions!$D$81)","v":""},"=",0,null,"",null,null,null,null,null,{"$f":"AND(T$665,D712<=YearImpact,D712>=AdoptionYear)","v":false}]
[null,null,null,2057,null,{"$f":"IF($J$13='Pick Lists'!$B$68,H649,\"\")","v":""},"×",0,"/",{"$f":"IF($H$597=\"\",\"\",Conversions!$D$81)","v":""},"=",0,null,"",null,null,null,null,null,{"$f":"AND(T$665,D713<=YearImpact,D713>=AdoptionYear)","v":false}]
[null,null,null,2058,null,{"$f":"IF($J$13='Pick Lists'!$B$68,H650,\"\")","v":""},"×",0,"/",{"$f":"IF($H$597=\"\",\"\",Conversions!$D$81)","v":""},"=",0,null,"",null,null,null,null,null,{"$f":"AND(T$665,D714<=YearImpact,D714>=AdoptionYear)","v":false}]
[null,null,null,2059,null,{"$f":"IF($J$13='Pick Lists'!$B$68,H651,\"\")","v":""},"×",0,"/",{"$f":"IF($H$597=\"\",\"\",Conversions!$D$81)","v":""},"=",0,null,"",null,null,null,null,null,{"$f":"AND(T$665,D715<=YearImpact,D715>=AdoptionYear)","v":false}]
[null,null,null,2060,null,{"$f":"IF($J$13='Pick Lists'!$B$68,H652,\"\")","v":""},"×",0,"/",{"$f":"IF($H$597=\"\",\"\",Conversions!$D$81)","v":""},"=",0,null,"",null,null,null,null,null,{"$f":"AND(T$665,D716<=YearImpact,D716>=AdoptionYear)","v":false}]
[null,null,null,2061,null,{"$f":"IF($J$13='Pick Lists'!$B$68,H653,\"\")","v":""},"×",0,"/",{"$f":"IF($H$597=\"\",\"\",Conversions!$D$81)","v":""},"=",0,null,"",null,null,null,null,null,{"$f":"AND(T$665,D717<=YearImpact,D717>=AdoptionYear)","v":false}]
[null,null,null,2062,null,{"$f":"IF($J$13='Pick Lists'!$B$68,H654,\"\")","v":""},"×",0,"/",{"$f":"IF($H$597=\"\",\"\",Conversions!$D$81)","v":""},"=",0,null,"",null,null,null,null,null,{"$f":"AND(T$665,D718<=YearImpact,D718>=AdoptionYear)","v":false}]
[null,null,null,2063,null,{"$f":"IF($J$13='Pick Lists'!$B$68,H655,\"\")","v":""},"×",0,"/",{"$f":"IF($H$597=\"\",\"\",Conversions!$D$81)","v":""},"=",0,null,"",null,null,null,null,null,{"$f":"AND(T$665,D719<=YearImpact,D719>=AdoptionYear)","v":false}]
[null,null,null,2064,null,{"$f":"IF($J$13='Pick Lists'!$B$68,H656,\"\")","v":""},"×",0,"/",{"$f":"IF($H$597=\"\",\"\",Conversions!$D$81)","v":""},"=",0,null,"",null,null,null,null,null,{"$f":"AND(T$665,D720<=YearImpact,D720>=AdoptionYear)","v":false}]
[null,null,null,2065,null,{"$f":"IF($J$13='Pick Lists'!$B$68,H657,\"\")","v":""},"×",0,"/",{"$f":"IF($H$597=\"\",\"\",Conversions!$D$81)","v":""},"=",0,null,"",null,null,null,null,null,{"$f":"AND(T$665,D721<=YearImpact,D721>=AdoptionYear)","v":false}]
[null,null,null,2066,null,{"$f":"IF($J$13='Pick Lists'!$B$68,H658,\"\")","v":""},"×",0,"/",{"$f":"IF($H$597=\"\",\"\",Conversions!$D$81)","v":""},"=",0,null,"",null,null,null,null,null,{"$f":"AND(T$665,D722<=YearImpact,D722>=AdoptionYear)","v":false}]
[null,null,null,2067,null,{"$f":"IF($J$13='Pick Lists'!$B$68,H659,\"\")","v":""},"×",0,"/",{"$f":"IF($H$597=\"\",\"\",Conversions!$D$81)","v":""},"=",0,null,"",null,null,null,null,null,{"$f":"AND(T$665,D723<=YearImpact,D723>=AdoptionYear)","v":false}]
[null,null,null,2068,null,{"$f":"IF($J$13='Pick Lists'!$B$68,H660,\"\")","v":""},"×",0,"/",{"$f":"IF($H$597=\"\",\"\",Conversions!$D$81)","v":""},"=",0,null,"",null,null,null,null,null,{"$f":"AND(T$665,D724<=YearImpact,D724>=AdoptionYear)","v":false}]
[null,null,null,2069,null,{"$f":"IF($J$13='Pick Lists'!$B$68,H661,\"\")","v":""},"×",0,"/",{"$f":"IF($H$597=\"\",\"\",Conversions!$D$81)","v":""},"=",0,null,"",null,null,null,null,null,{"$f":"AND(T$665,D725<=YearImpact,D725>=AdoptionYear)","v":false}]
[null,null,null,2070,null,{"$f":"IF($J$13='Pick Lists'!$B$68,H662,\"\")","v":""},"×",0,"/",{"$f":"IF($H$597=\"\",\"\",Conversions!$D$81)","v":""},"=",0,null,"",null,null,null,null,null,{"$f":"AND(T$665,D726<=YearImpact,D726>=AdoptionYear)","v":false}]
[{"$f":"A666","v":{"$error":"#REF!"}},null,null,null,null,null,null,null,null,null,null,null,null,null,null,null,null,null,null,{"$f":"CalcTrigger=FuelSwitching","v":false}]
[{"$f":"A727","v":{"$error":"#REF!"}}]
[{"$f":"IF($J$13=F730,\"Yes\",\"No\")","v":"No"},null,null,null,null,null,null,null,null,null,null,null,null,null,null,null,null,null,null,{"$f":"CalcTrigger=EnergyEfficiency","v":false}]
[{"$f":"A729","v":"No"},null,null,null,null,"Energy Efficiency",null,null,null,null,null,null,null,null,null,null,null,null,null,{"$f":"T729","v":false}]
[{"$f":"A730","v":"No"},null,null,null,null,null,null,null,null,null,null,null,null,null,null,null,null,null,null,false]
[{"$f":"A731","v":"No"},null,null,null,null,null,null,"Values",null,null,null,null,null,null,null,null,null,null,null,false]
[{"$f":"A729","v":"No"},null,null,null,null,null,null,null,null,null,null,null,null,null,null,null,null,null,null,false]
[{"$f":"A730","v":"No"},null,null,null,null,"Source of energy under the activity and baseline:",null,{"$f":"IF(J13='Pick Lists'!B69,J238,\"\")","v":""},null,null,null,null,null,null,null,null,null,null,null,false]
[null,null,null,null,null,"Source of Grid Electricity",null,{"$f":"IF(H734=Grid_Elec,GridSourceEE,\"\")","v":""},null,null,null,null,null,null,null,null,null,null,null,{"$f":"AND(T734,H734=Grid_Elec)","v":false}]
[null,null,null,null,null,"Emission Factor Type",null,{"$f":"IF(H735='Pick Lists'!B77,VLOOKUP(EE_EF1,'Pick Lists'!B269:C273,2,FALSE),IF(H735<>'Pick Lists'!B77,VLOOKUP(EE_EF2,'Pick Lists'!B277:C278,2,FALSE),\"\"))","v":"Default Emission Factor"},null,null,null,null,null,null,null,null,null,null,null,false]
[null,null,null,null,null,{"$f":"IF(EEFuelType='Pick Lists'!B90, \"Average Grid Emission Factor (gCO₂e/kWh):\", \"Fuel Emission Factor (gCO₂e/GJ):\")","v":"Fuel Emission Factor (gCO₂e/GJ):"},null,{"$f":"IF(H734='Pick Lists'!B55,VLOOKUP('Data Input'!F23,'Country Parameters'!B4:N198,9+MATCH(H735,GridTypes,0),FALSE),IF(H734='Pick Lists'!B56,'Data Input'!H365,IF(H734<>'Pick Lists'!B55,VLOOKUP(VLOOKUP(H734,'Pick Lists'!B92:C146,2,FALSE),'Fuel EFs'!B7:M59,12,FALSE),\"\")))","v":{"$error":"#N/A"}},null,null,null,null,null,null,null,null,null,null,null,{"$f":"AND(Section2Trigger=EnergyEfficiency,OR(H736='Pick Lists'!C271,H736='Pick Lists'!C278))","v":false}]
[null,null,null,null,null,"Projected Emission Factors (gCO2e/kWh):",null,null,null,null,null,null,null,null,null,null,null,null,null,false]
[null,null,null,{"$f":"IF($H$736='Pick Lists'!$C$272,41+F739-2010,IF($H$736='Pick Lists'!$C$273,29+F739-2010,0))","v":0},null,{"$f":"Start_Year","v":2010},null,{"$f":"IF($H$736='Pick Lists'!$C$272,VLOOKUP(CountryInput,'Country Parameters'!$B$4:$CJ$198,D739,FALSE),IF($H$736='Pick Lists'!$C$273,VLOOKUP(VLOOKUP(CountryInput,'Country Parameters'!$B$4:$J$198,9,FALSE),'Grid EFs'!$B$4:$BR$9,D739,FALSE),0))","v":0},null,null,null,null,null,null,null,null,null,null,null,{"$f":"AND($T$738,F739<=YearImpact,F739>=AdoptionYear)","v":false}]
[null,null,null,{"$f":"D739+1","v":1},null,{"$f":"F739+1","v":2011},null,{"$f":"IF($H$736='Pick Lists'!$C$272,VLOOKUP(CountryInput,'Country Parameters'!$B$4:$CJ$198,D740,FALSE),IF($H$736='Pick Lists'!$C$273,VLOOKUP(VLOOKUP(CountryInput,'Country Parameters'!$B$4:$J$198,9,FALSE),'Grid EFs'!$B$4:$BR$9,D740,FALSE),0))","v":0},null,null,null,null,null,null,null,null,null,null,null,{"$f":"AND($T$738,F740<=YearImpact,F740>=AdoptionYear)","v":false}]
[null,null,null,{"$f":"D740+1","v":2},null,{"$f":"F740+1","v":2012},null,{"$f":"IF($H$736='Pick Lists'!$C$272,VLOOKUP(CountryInput,'Country Parameters'!$B$4:$CJ$198,D741,FALSE),IF($H$736='Pick Lists'!$C$273,VLOOKUP(VLOOKUP(CountryInput,'Country Parameters'!$B$4:$J$198,9,FALSE),'Grid EFs'!$B$4:$BR$9,D741,FALSE),0))","v":0},null,null,null,null,null,null,null,null,null,null,null,{"$f":"AND($T$738,F741<=YearImpact,F741>=AdoptionYear)","v":false}]
[null,null,null,3,null,2013,null,{"$f":"IF($H$736='Pick Lists'!$C$272,VLOOKUP(CountryInput,'Country Parameters'!$B$4:$CJ$198,D742,FALSE),IF($H$736='Pick Lists'!$C$273,VLOOKUP(VLOOKUP(CountryInput,'Country Parameters'!$B$4:$J$198,9,FALSE),'Grid EFs'!$B$4:$BR$9,D742,FALSE),0))","v":0},null,null,null,null,null,null,null,null,null,null,null,{"$f":"AND($T$738,F742<=YearImpact,F742>=AdoptionYear)","v":false}]
[null,null,null,4,null,2014,null,{"$f":"IF($H$736='Pick Lists'!$C$272,VLOOKUP(CountryInput,'Country Parameters'!$B$4:$CJ$198,D743,FALSE),IF($H$736='Pick Lists'!$C$273,VLOOKUP(VLOOKUP(CountryInput,'Country Parameters'!$B$4:$J$198,9,FALSE),'Grid EFs'!$B$4:$BR$9,D743,FALSE),0))","v":0},null,null,null,null,null,null,null,null,null,null,null,{"$f":"AND($T$738,F743<=YearImpact,F743>=AdoptionYear)","v":false}]
[null,null,null,5,null,2015,null,{"$f":"IF($H$736='Pick Lists'!$C$272,VLOOKUP(CountryInput,'Country Parameters'!$B$4:$CJ$198,D744,FALSE),IF($H$736='Pick Lists'!$C$273,VLOOKUP(VLOOKUP(CountryInput,'Country Parameters'!$B$4:$J$198,9,FALSE),'Grid EFs'!$B$4:$BR$9,D744,FALSE),0))","v":0},null,null,null,null,null,null,null,null,null,null,null,{"$f":"AND($T$738,F744<=YearImpact,F744>=AdoptionYear)","v":false}]
[null,null,null,6,null,2016,null,{"$f":"IF($H$736='Pick Lists'!$C$272,VLOOKUP(CountryInput,'Country Parameters'!$B$4:$CJ$198,D745,FALSE),IF($H$736='Pick Lists'!$C$273,VLOOKUP(VLOOKUP(CountryInput,'Country Parameters'!$B$4:$J$198,9,FALSE),'Grid EFs'!$B$4:$BR$9,D745,FALSE),0))","v":0},null,null,null,null,null,null,null,null,null,null,null,{"$f":"AND($T$738,F745<=YearImpact,F745>=AdoptionYear)","v":false}]
[null,null,null,7,null,2017,null,{"$f":"IF($H$736='Pick Lists'!$C$272,VLOOKUP(CountryInput,'Country Parameters'!$B$4:$CJ$198,D746,FALSE),IF($H$736='Pick Lists'!$C$273,VLOOKUP(VLOOKUP(CountryInput,'Country Parameters'!$B$4:$J$198,9,FALSE),'Grid EFs'!$B$4:$BR$9,D746,FALSE),0))","v":0},null,null,null,null,null,null,null,null,null,null,null,{"$f":"AND($T$738,F746<=YearImpact,F746>=AdoptionYear)","v":false}]
[null,null,null,8,null,2018,null,{"$f":"IF($H$736='Pick Lists'!$C$272,VLOOKUP(CountryInput,'Country Parameters'!$B$4:$CJ$198,D747,FALSE),IF($H$736='Pick Lists'!$C$273,VLOOKUP(VLOOKUP(CountryInput,'Country Parameters'!$B$4:$J$198,9,FALSE),'Grid EFs'!$B$4:$BR$9,D747,FALSE),0))","v":0},null,null,null,null,null,null,null,null,null,null,null,{"$f":"AND($T$738,F747<=YearImpact,F747>=AdoptionYear)","v":false}]
[null,null,null,9,null,2019,null,{"$f":"IF($H$736='Pick Lists'!$C$272,VLOOKUP(CountryInput,'Country Parameters'!$B$4:$CJ$198,D748,FALSE),IF($H$736='Pick Lists'!$C$273,VLOOKUP(VLOOKUP(CountryInput,'Country Parameters'!$B$4:$J$198,9,FALSE),'Grid EFs'!$B$4:$BR$9,D748,FALSE),0))","v":0},null,null,null,null,null,null,null,null,null,null,null,{"$f":"AND($T$738,F748<=YearImpact,F748>=AdoptionYear)","v":false}]
[null,null,null,10,null,2020,null,{"$f":"IF($H$736='Pick Lists'!$C$272,VLOOKUP(CountryInput,'Country Parameters'!$B$4:$CJ$198,D749,FALSE),IF($H$736='Pick Lists'!$C$273,VLOOKUP(VLOOKUP(CountryInput,'Country Parameters'!$B$4:$J$198,9,FALSE),'Grid EFs'!$B$4:$BR$9,D749,FALSE),0))","v":0},null,null,null,null,null,null,null,null,null,null,null,{"$f":"AND($T$738,F749<=YearImpact,F749>=AdoptionYear)","v":false}]
[null,null,null,11,null,2021,null,{"$f":"IF($H$736='Pick Lists'!$C$272,VLOOKUP(CountryInput,'Country Parameters'!$B$4:$CJ$198,D750,FALSE),IF($H$736='Pick Lists'!$C$273,VLOOKUP(VLOOKUP(CountryInput,'Country Parameters'!$B$4:$J$198,9,FALSE),'Grid EFs'!$B$4:$BR$9,D750,FALSE),0))","v":0},null,null,null,null,null,null,null,null,null,null,null,{"$f":"AND($T$738,F750<=YearImpact,F750>=AdoptionYear)","v":false}]
[null,null,null,12,null,2022,null,{"$f":"IF($H$736='Pick Lists'!$C$272,VLOOKUP(CountryInput,'Country Parameters'!$B$4:$CJ$198,D751,FALSE),IF($H$736='Pick Lists'!$C$273,VLOOKUP(VLOOKUP(CountryInput,'Country Parameters'!$B$4:$J$198,9,FALSE),'Grid EFs'!$B$4:$BR$9,D751,FALSE),0))","v":0},null,null,null,null,null,null,null,null,null,null,null,{"$f":"AND($T$738,F751<=YearImpact,F751>=AdoptionYear)","v":false}]
[null,null,null,13,null,2023,null,{"$f":"IF($H$736='Pick Lists'!$C$272,VLOOKUP(CountryInput,'Country Parameters'!$B$4:$CJ$198,D752,FALSE),IF($H$736='Pick Lists'!$C$273,VLOOKUP(VLOOKUP(CountryInput,'Country Parameters'!$B$4:$J$198,9,FALSE),'Grid EFs'!$B$4:$BR$9,D752,FALSE),0))","v":0},null,null,null,null,null,null,null,null,null,null,null,{"$f":"AND($T$738,F752<=YearImpact,F752>=AdoptionYear)","v":false}]
[null,null,null,14,null,2024,null,{"$f":"IF($H$736='Pick Lists'!$C$272,VLOOKUP(CountryInput,'Country Parameters'!$B$4:$CJ$198,D753,FALSE),IF($H$736='Pick Lists'!$C$273,VLOOKUP(VLOOKUP(CountryInput,'Country Parameters'!$B$4:$J$198,9,FALSE),'Grid EFs'!$B$4:$BR$9,D753,FALSE),0))","v":0},null,null,null,null,null,null,null,null,null,null,null,{"$f":"AND($T$738,F753<=YearImpact,F753>=AdoptionYear)","v":false}]
[null,null,null,15,null,2025,null,{"$f":"IF($H$736='Pick Lists'!$C$272,VLOOKUP(CountryInput,'Country Parameters'!$B$4:$CJ$198,D754,FALSE),IF($H$736='Pick Lists'!$C$273,VLOOKUP(VLOOKUP(CountryInput,'Country Parameters'!$B$4:$J$198,9,FALSE),'Grid EFs'!$B$4:$BR$9,D754,FALSE),0))","v":0},null,null,null,null,null,null,null,null,null,null,null,{"$f":"AND($T$738,F754<=YearImpact,F754>=AdoptionYear)","v":false}]
[null,null,null,16,null,2026,null,{"$f":"IF($H$736='Pick Lists'!$C$272,VLOOKUP(CountryInput,'Country Parameters'!$B$4:$CJ$198,D755,FALSE),IF($H$736='Pick Lists'!$C$273,VLOOKUP(VLOOKUP(CountryInput,'Country Parameters'!$B$4:$J$198,9,FALSE),'Grid EFs'!$B$4:$BR$9,D755,FALSE),0))","v":0},null,null,null,null,null,null,null,null,null,null,null,{"$f":"AND($T$738,F755<=YearImpact,F755>=AdoptionYear)","v":false}]
[null,null,null,17,null,2027,null,{"$f":"IF($H$736='Pick Lists'!$C$272,VLOOKUP(CountryInput,'Country Parameters'!$B$4:$CJ$198,D756,FALSE),IF($H$736='Pick Lists'!$C$273,VLOOKUP(VLOOKUP(CountryInput,'Country Parameters'!$B$4:$J$198,9,FALSE),'Grid EFs'!$B$4:$BR$9,D756,FALSE),0))","v":0},null,null,null,null,null,null,null,null,null,null,null,{"$f":"AND($T$738,F756<=YearImpact,F756>=AdoptionYear)","v":false}]
[null,null,null,18,null,2028,null,{"$f":"IF($H$736='Pick Lists'!$C$272,VLOOKUP(CountryInput,'Country Parameters'!$B$4:$CJ$198,D757,FALSE),IF($H$736='Pick Lists'!$C$273,VLOOKUP(VLOOKUP(CountryInput,'Country Parameters'!$B$4:$J$198,9,FALSE),'Grid EFs'!$B$4:$BR$9,D757,FALSE),0))","v":0},null,null,null,null,null,null,null,null,null,null,null,{"$f":"AND($T$738,F757<=YearImpact,F757>=AdoptionYear)","v":false}]
[null,null,null,19,null,2029,null,{"$f":"IF($H$736='Pick Lists'!$C$272,VLOOKUP(CountryInput,'Country Parameters'!$B$4:$CJ$198,D758,FALSE),IF($H$736='Pick Lists'!$C$273,VLOOKUP(VLOOKUP(CountryInput,'Country Parameters'!$B$4:$J$198,9,FALSE),'Grid EFs'!$B$4:$BR$9,D758,FALSE),0))","v":0},null,null,null,null,null,null,null,null,null,null,null,{"$f":"AND($T$738,F758<=YearImpact,F758>=AdoptionYear)","v":false}]
[null,null,null,20,null,2030,null,{"$f":"IF($H$736='Pick Lists'!$C$272,VLOOKUP(CountryInput,'Country Parameters'!$B$4:$CJ$198,D759,FALSE),IF($H$736='Pick Lists'!$C$273,VLOOKUP(VLOOKUP(CountryInput,'Country Parameters'!$B$4:$J$198,9,FALSE),'Grid EFs'!$B$4:$BR$9,D759,FALSE),0))","v":0},null,null,null,null,null,null,null,null,null,null,null,{"$f":"AND($T$738,F759<=YearImpact,F759>=AdoptionYear)","v":false}]
[null,null,null,{"$f":"D759+1","v":21},null,{"$f":"F759+1","v":2031},null,{"$f":"IF($H$736='Pick Lists'!$C$272,VLOOKUP(CountryInput,'Country Parameters'!$B$4:$CJ$198,D760,FALSE),IF($H$736='Pick Lists'!$C$273,VLOOKUP(VLOOKUP(CountryInput,'Country Parameters'!$B$4:$J$198,9,FALSE),'Grid EFs'!$B$4:$BR$9,D760,FALSE),0))","v":0},null,null,null,null,null,null,null,null,null,null,null,{"$f":"AND($T$738,F760<=YearImpact,F760>=AdoptionYear)","v":false}]
[null,null,null,22,null,2032,null,{"$f":"IF($H$736='Pick Lists'!$C$272,VLOOKUP(CountryInput,'Country Parameters'!$B$4:$CJ$198,D761,FALSE),IF($H$736='Pick Lists'!$C$273,VLOOKUP(VLOOKUP(CountryInput,'Country Parameters'!$B$4:$J$198,9,FALSE),'Grid EFs'!$B$4:$BR$9,D761,FALSE),0))","v":0},null,null,null,null,null,null,null,null,null,null,null,{"$f":"AND($T$738,F761<=YearImpact,F761>=AdoptionYear)","v":false}]
[null,null,null,23,null,2033,null,{"$f":"IF($H$736='Pick Lists'!$C$272,VLOOKUP(CountryInput,'Country Parameters'!$B$4:$CJ$198,D762,FALSE),IF($H$736='Pick Lists'!$C$273,VLOOKUP(VLOOKUP(CountryInput,'Country Parameters'!$B$4:$J$198,9,FALSE),'Grid EFs'!$B$4:$BR$9,D762,FALSE),0))","v":0},null,null,null,null,null,null,null,null,null,null,null,{"$f":"AND($T$738,F762<=YearImpact,F762>=AdoptionYear)","v":false}]
[null,null,null,24,null,2034,null,{"$f":"IF($H$736='Pick Lists'!$C$272,VLOOKUP(CountryInput,'Country Parameters'!$B$4:$CJ$198,D763,FALSE),IF($H$736='Pick Lists'!$C$273,VLOOKUP(VLOOKUP(CountryInput,'Country Parameters'!$B$4:$J$198,9,FALSE),'Grid EFs'!$B$4:$BR$9,D763,FALSE),0))","v":0},null,null,null,null,null,null,null,null,null,null,null,{"$f":"AND($T$738,F763<=YearImpact,F763>=AdoptionYear)","v":false}]
[null,null,null,25,null,2035,null,{"$f":"IF($H$736='Pick Lists'!$C$272,VLOOKUP(CountryInput,'Country Parameters'!$B$4:$CJ$198,D764,FALSE),IF($H$736='Pick Lists'!$C$273,VLOOKUP(VLOOKUP(CountryInput,'Country Parameters'!$B$4:$J$198,9,FALSE),'Grid EFs'!$B$4:$BR$9,D764,FALSE),0))","v":0},null,null,null,null,null,null,null,null,null,null,null,{"$f":"AND($T$738,F764<=YearImpact,F764>=AdoptionYear)","v":false}]
[null,null,null,26,null,2036,null,{"$f":"IF($H$736='Pick Lists'!$C$272,VLOOKUP(CountryInput,'Country Parameters'!$B$4:$CJ$198,D765,FALSE),IF($H$736='Pick Lists'!$C$273,VLOOKUP(VLOOKUP(CountryInput,'Country Parameters'!$B$4:$J$198,9,FALSE),'Grid EFs'!$B$4:$BR$9,D765,FALSE),0))","v":0},null,null,null,null,null,null,null,null,null,null,null,{"$f":"AND($T$738,F765<=YearImpact,F765>=AdoptionYear)","v":false}]
[null,null,null,27,null,2037,null,{"$f":"IF($H$736='Pick Lists'!$C$272,VLOOKUP(CountryInput,'Country Parameters'!$B$4:$CJ$198,D766,FALSE),IF($H$736='Pick Lists'!$C$273,VLOOKUP(VLOOKUP(CountryInput,'Country Parameters'!$B$4:$J$198,9,FALSE),'Grid EFs'!$B$4:$BR$9,D766,FALSE),0))","v":0},null,null,null,null,null,null,null,null,null,null,null,{"$f":"AND($T$738,F766<=YearImpact,F766>=AdoptionYear)","v":false}]
[null,null,null,28,null,2038,null,{"$f":"IF($H$736='Pick Lists'!$C$272,VLOOKUP(CountryInput,'Country Parameters'!$B$4:$CJ$198,D767,FALSE),IF($H$736='Pick Lists'!$C$273,VLOOKUP(VLOOKUP(CountryInput,'Country Parameters'!$B$4:$J$198,9,FALSE),'Grid EFs'!$B$4:$BR$9,D767,FALSE),0))","v":0},null,null,null,null,null,null,null,null,null,null,null,{"$f":"AND($T$738,F767<=YearImpact,F767>=AdoptionYear)","v":false}]
[null,null,null,29,null,2039,null,{"$f":"IF($H$736='Pick Lists'!$C$272,VLOOKUP(CountryInput,'Country Parameters'!$B$4:$CJ$198,D768,FALSE),IF($H$736='Pick Lists'!$C$273,VLOOKUP(VLOOKUP(CountryInput,'Country Parameters'!$B$4:$J$198,9,FALSE),'Grid EFs'!$B$4:$BR$9,D768,FALSE),0))","v":0},null,null,null,null,null,null,null,null,null,null,null,{"$f":"AND($T$738,F768<=YearImpact,F768>=AdoptionYear)","v":false}]
[null,null,null,30,null,2040,null,{"$f":"IF($H$736='Pick Lists'!$C$272,VLOOKUP(CountryInput,'Country Parameters'!$B$4:$CJ$198,D769,FALSE),IF($H$736='Pick Lists'!$C$273,VLOOKUP(VLOOKUP(CountryInput,'Country Parameters'!$B$4:$J$198,9,FALSE),'Grid EFs'!$B$4:$BR$9,D769,FALSE),0))","v":0},null,null,null,null,null,null,null,null,null,null,null,{"$f":"AND($T$738,F769<=YearImpact,F769>=AdoptionYear)","v":false}]
[null,null,null,31,null,2041,null,{"$f":"IF($H$736='Pick Lists'!$C$272,VLOOKUP(CountryInput,'Country Parameters'!$B$4:$CJ$198,D770,FALSE),IF($H$736='Pick Lists'!$C$273,VLOOKUP(VLOOKUP(CountryInput,'Country Parameters'!$B$4:$J$198,9,FALSE),'Grid EFs'!$B$4:$BR$9,D770,FALSE),0))","v":0},null,null,null,null,null,null,null,null,null,null,null,{"$f":"AND($T$738,F770<=YearImpact,F770>=AdoptionYear)","v":false}]
[null,null,null,32,null,2042,null,{"$f":"IF($H$736='Pick Lists'!$C$272,VLOOKUP(CountryInput,'Country Parameters'!$B$4:$CJ$198,D771,FALSE),IF($H$736='Pick Lists'!$C$273,VLOOKUP(VLOOKUP(CountryInput,'Country Parameters'!$B$4:$J$198,9,FALSE),'Grid EFs'!$B$4:$BR$9,D771,FALSE),0))","v":0},null,null,null,null,null,null,null,null,null,null,null,{"$f":"AND($T$738,F771<=YearImpact,F771>=AdoptionYear)","v":false}]
[null,null,null,33,null,2043,null,{"$f":"IF($H$736='Pick Lists'!$C$272,VLOOKUP(CountryInput,'Country Parameters'!$B$4:$CJ$198,D772,FALSE),IF($H$736='Pick Lists'!$C$273,VLOOKUP(VLOOKUP(CountryInput,'Country Parameters'!$B$4:$J$198,9,FALSE),'Grid EFs'!$B$4:$BR$9,D772,FALSE),0))","v":0},null,null,null,null,null,null,null,null,null,null,null,{"$f":"AND($T$738,F772<=YearImpact,F772>=AdoptionYear)","v":false}]
[null,null,null,34,null,2044,null,{"$f":"IF($H$736='Pick Lists'!$C$272,VLOOKUP(CountryInput,'Country Parameters'!$B$4:$CJ$198,D773,FALSE),IF($H$736='Pick Lists'!$C$273,VLOOKUP(VLOOKUP(CountryInput,'Country Parameters'!$B$4:$J$198,9,FALSE),'Grid EFs'!$B$4:$BR$9,D773,FALSE),0))","v":0},null,null,null,null,null,null,null,null,null,null,null,{"$f":"AND($T$738,F773<=YearImpact,F773>=AdoptionYear)","v":false}]
[null,null,null,35,null,2045,null,{"$f":"IF($H$736='Pick Lists'!$C$272,VLOOKUP(CountryInput,'Country Parameters'!$B$4:$CJ$198,D774,FALSE),IF($H$736='Pick Lists'!$C$273,VLOOKUP(VLOOKUP(CountryInput,'Country Parameters'!$B$4:$J$198,9,FALSE),'Grid EFs'!$B$4:$BR$9,D774,FALSE),0))","v":0},null,null,null,null,null,null,null,null,null,null,null,{"$f":"AND($T$738,F774<=YearImpact,F774>=AdoptionYear)","v":false}]
[null,null,null,36,null,2046,null,{"$f":"IF($H$736='Pick Lists'!$C$272,VLOOKUP(CountryInput,'Country Parameters'!$B$4:$CJ$198,D775,FALSE),IF($H$736='Pick Lists'!$C$273,VLOOKUP(VLOOKUP(CountryInput,'Country Parameters'!$B$4:$J$198,9,FALSE),'Grid EFs'!$B$4:$BR$9,D775,FALSE),0))","v":0},null,null,null,null,null,null,null,null,null,null,null,{"$f":"AND($T$738,F775<=YearImpact,F775>=AdoptionYear)","v":false}]
[null,null,null,37,null,2047,null,{"$f":"IF($H$736='Pick Lists'!$C$272,VLOOKUP(CountryInput,'Country Parameters'!$B$4:$CJ$198,D776,FALSE),IF($H$736='Pick Lists'!$C$273,VLOOKUP(VLOOKUP(CountryInput,'Country Parameters'!$B$4:$J$198,9,FALSE),'Grid EFs'!$B$4:$BR$9,D776,FALSE),0))","v":0},null,null,null,null,null,null,null,null,null,null,null,{"$f":"AND($T$738,F776<=YearImpact,F776>=AdoptionYear)","v":false}]
[null,null,null,38,null,2048,null,{"$f":"IF($H$736='Pick Lists'!$C$272,VLOOKUP(CountryInput,'Country Parameters'!$B$4:$CJ$198,D777,FALSE),IF($H$736='Pick Lists'!$C$273,VLOOKUP(VLOOKUP(CountryInput,'Country Parameters'!$B$4:$J$198,9,FALSE),'Grid EFs'!$B$4:$BR$9,D777,FALSE),0))","v":0},null,null,null,null,null,null,null,null,null,null,null,{"$f":"AND($T$738,F777<=YearImpact,F777>=AdoptionYear)","v":false}]
[null,null,null,39,null,2049,null,{"$f":"IF($H$736='Pick Lists'!$C$272,VLOOKUP(CountryInput,'Country Parameters'!$B$4:$CJ$198,D778,FALSE),IF($H$736='Pick Lists'!$C$273,VLOOKUP(VLOOKUP(CountryInput,'Country Parameters'!$B$4:$J$198,9,FALSE),'Grid EFs'!$B$4:$BR$9,D778,FALSE),0))","v":0},null,null,null,null,null,null,null,null,null,null,null,{"$f":"AND($T$738,F778<=YearImpact,F778>=AdoptionYear)","v":false}]
[null,null,null,null,null,2050,null,{"$f":"IF($H$736='Pick Lists'!$C$272,VLOOKUP(CountryInput,'Country Parameters'!$B$4:$CJ$198,D779,FALSE),IF($H$736='Pick Lists'!$C$273,VLOOKUP(VLOOKUP(CountryInput,'Country Parameters'!$B$4:$J$198,9,FALSE),'Grid EFs'!$B$4:$BR$9,D779,FALSE),0))","v":0},null,null,null,null,null,null,null,null,null,null,null,{"$f":"AND($T$738,F779<=YearImpact,F779>=AdoptionYear)","v":false}]
[null,null,null,null,null,2051,null,{"$f":"IF($H$736='Pick Lists'!$C$272,VLOOKUP(CountryInput,'Country Parameters'!$B$4:$CJ$198,D780,FALSE),IF($H$736='Pick Lists'!$C$273,VLOOKUP(VLOOKUP(CountryInput,'Country Parameters'!$B$4:$J$198,9,FALSE),'Grid EFs'!$B$4:$BR$9,D780,FALSE),0))","v":0},null,null,null,null,null,null,null,null,null,null,null,{"$f":"AND($T$738,F780<=YearImpact,F780>=AdoptionYear)","v":false}]
[null,null,null,null,null,2052,null,{"$f":"IF($H$736='Pick Lists'!$C$272,VLOOKUP(CountryInput,'Country Parameters'!$B$4:$CJ$198,D781,FALSE),IF($H$736='Pick Lists'!$C$273,VLOOKUP(VLOOKUP(CountryInput,'Country Parameters'!$B$4:$J$198,9,FALSE),'Grid EFs'!$B$4:$BR$9,D781,FALSE),0))","v":0},null,null,null,null,null,null,null,null,null,null,null,{"$f":"AND($T$738,F781<=YearImpact,F781>=AdoptionYear)","v":false}]
[null,null,null,null,null,2053,null,{"$f":"IF($H$736='Pick Lists'!$C$272,VLOOKUP(CountryInput,'Country Parameters'!$B$4:$CJ$198,D782,FALSE),IF($H$736='Pick Lists'!$C$273,VLOOKUP(VLOOKUP(CountryInput,'Country Parameters'!$B$4:$J$198,9,FALSE),'Grid EFs'!$B$4:$BR$9,D782,FALSE),0))","v":0},null,null,null,null,null,null,null,null,null,null,null,{"$f":"AND($T$738,F782<=YearImpact,F782>=AdoptionYear)","v":false}]
[null,null,null,null,null,2054,null,{"$f":"IF($H$736='Pick Lists'!$C$272,VLOOKUP(CountryInput,'Country Parameters'!$B$4:$CJ$198,D783,FALSE),IF($H$736='Pick Lists'!$C$273,VLOOKUP(VLOOKUP(CountryInput,'Country Parameters'!$B$4:$J$198,9,FALSE),'Grid EFs'!$B$4:$BR$9,D783,FALSE),0))","v":0},null,null,null,null,null,null,null,null,null,null,null,{"$f":"AND($T$738,F783<=YearImpact,F783>=AdoptionYear)","v":false}]
[null,null,null,null,null,2055,null,{"$f":"IF($H$736='Pick Lists'!$C$272,VLOOKUP(CountryInput,'Country Parameters'!$B$4:$CJ$198,D784,FALSE),IF($H$736='Pick Lists'!$C$273,VLOOKUP(VLOOKUP(CountryInput,'Country Parameters'!$B$4:$J$198,9,FALSE),'Grid EFs'!$B$4:$BR$9,D784,FALSE),0))","v":0},null,null,null,null,null,null,null,null,null,null,null,{"$f":"AND($T$738,F784<=YearImpact,F784>=AdoptionYear)","v":false}]
[null,null,null,null,null,2056,null,{"$f":"IF($H$736='Pick Lists'!$C$272,VLOOKUP(CountryInput,'Country Parameters'!$B$4:$CJ$198,D785,FALSE),IF($H$736='Pick Lists'!$C$273,VLOOKUP(VLOOKUP(CountryInput,'Country Parameters'!$B$4:$J$198,9,FALSE),'Grid EFs'!$B$4:$BR$9,D785,FALSE),0))","v":0},null,null,null,null,null,null,null,null,null,null,null,{"$f":"AND($T$738,F785<=YearImpact,F785>=AdoptionYear)","v":false}]
[null,null,null,null,null,2057,null,{"$f":"IF($H$736='Pick Lists'!$C$272,VLOOKUP(CountryInput,'Country Parameters'!$B$4:$CJ$198,D786,FALSE),IF($H$736='Pick Lists'!$C$273,VLOOKUP(VLOOKUP(CountryInput,'Country Parameters'!$B$4:$J$198,9,FALSE),'Grid EFs'!$B$4:$BR$9,D786,FALSE),0))","v":0},null,null,null,null,null,null,null,null,null,null,null,{"$f":"AND($T$738,F786<=YearImpact,F786>=AdoptionYear)","v":false}]
[null,null,null,null,null,2058,null,{"$f":"IF($H$736='Pick Lists'!$C$272,VLOOKUP(CountryInput,'Country Parameters'!$B$4:$CJ$198,D787,FALSE),IF($H$736='Pick Lists'!$C$273,VLOOKUP(VLOOKUP(CountryInput,'Country Parameters'!$B$4:$J$198,9,FALSE),'Grid EFs'!$B$4:$BR$9,D787,FALSE),0))","v":0},null,null,null,null,null,null,null,null,null,null,null,{"$f":"AND($T$738,F787<=YearImpact,F787>=AdoptionYear)","v":false}]
[null,null,null,null,null,2059,null,{"$f":"IF($H$736='Pick Lists'!$C$272,VLOOKUP(CountryInput,'Country Parameters'!$B$4:$CJ$198,D788,FALSE),IF($H$736='Pick Lists'!$C$273,VLOOKUP(VLOOKUP(CountryInput,'Country Parameters'!$B$4:$J$198,9,FALSE),'Grid EFs'!$B$4:$BR$9,D788,FALSE),0))","v":0},null,null,null,null,null,null,null,null,null,null,null,{"$f":"AND($T$738,F788<=YearImpact,F788>=AdoptionYear)","v":false}]
[null,null,null,null,null,2060,null,{"$f":"IF($H$736='Pick Lists'!$C$272,VLOOKUP(CountryInput,'Country Parameters'!$B$4:$CJ$198,D789,FALSE),IF($H$736='Pick Lists'!$C$273,VLOOKUP(VLOOKUP(CountryInput,'Country Parameters'!$B$4:$J$198,9,FALSE),'Grid EFs'!$B$4:$BR$9,D789,FALSE),0))","v":0},null,null,null,null,null,null,null,null,null,null,null,{"$f":"AND($T$738,F789<=YearImpact,F789>=AdoptionYear)","v":false}]
[null,null,null,null,null,2061,null,{"$f":"IF($H$736='Pick Lists'!$C$272,VLOOKUP(CountryInput,'Country Parameters'!$B$4:$CJ$198,D790,FALSE),IF($H$736='Pick Lists'!$C$273,VLOOKUP(VLOOKUP(CountryInput,'Country Parameters'!$B$4:$J$198,9,FALSE),'Grid EFs'!$B$4:$BR$9,D790,FALSE),0))","v":0},null,null,null,null,null,null,null,null,null,null,null,{"$f":"AND($T$738,F790<=YearImpact,F790>=AdoptionYear)","v":false}]
[null,null,null,null,null,2062,null,{"$f":"IF($H$736='Pick Lists'!$C$272,VLOOKUP(CountryInput,'Country Parameters'!$B$4:$CJ$198,D791,FALSE),IF($H$736='Pick Lists'!$C$273,VLOOKUP(VLOOKUP(CountryInput,'Country Parameters'!$B$4:$J$198,9,FALSE),'Grid EFs'!$B$4:$BR$9,D791,FALSE),0))","v":0},null,null,null,null,null,null,null,null,null,null,null,{"$f":"AND($T$738,F791<=YearImpact,F791>=AdoptionYear)","v":false}]
[null,null,null,null,null,2063,null,{"$f":"IF($H$736='Pick Lists'!$C$272,VLOOKUP(CountryInput,'Country Parameters'!$B$4:$CJ$198,D792,FALSE),IF($H$736='Pick Lists'!$C$273,VLOOKUP(VLOOKUP(CountryInput,'Country Parameters'!$B$4:$J$198,9,FALSE),'Grid EFs'!$B$4:$BR$9,D792,FALSE),0))","v":0},null,null,null,null,null,null,null,null,null,null,null,{"$f":"AND($T$738,F792<=YearImpact,F792>=AdoptionYear)","v":false}]
[null,null,null,null,null,2064,null,{"$f":"IF($H$736='Pick Lists'!$C$272,VLOOKUP(CountryInput,'Country Parameters'!$B$4:$CJ$198,D793,FALSE),IF($H$736='Pick Lists'!$C$273,VLOOKUP(VLOOKUP(CountryInput,'Country Parameters'!$B$4:$J$198,9,FALSE),'Grid EFs'!$B$4:$BR$9,D793,FALSE),0))","v":0},null,null,null,null,null,null,null,null,null,null,null,{"$f":"AND($T$738,F793<=YearImpact,F793>=AdoptionYear)","v":false}]
[null,null,null,null,null,2065,null,{"$f":"IF($H$736='Pick Lists'!$C$272,VLOOKUP(CountryInput,'Country Parameters'!$B$4:$CJ$198,D794,FALSE),IF($H$736='Pick Lists'!$C$273,VLOOKUP(VLOOKUP(CountryInput,'Country Parameters'!$B$4:$J$198,9,FALSE),'Grid EFs'!$B$4:$BR$9,D794,FALSE),0))","v":0},null,null,null,null,null,null,null,null,null,null,null,{"$f":"AND($T$738,F794<=YearImpact,F794>=AdoptionYear)","v":false}]
[null,null,null,null,null,2066,null,{"$f":"IF($H$736='Pick Lists'!$C$272,VLOOKUP(CountryInput,'Country Parameters'!$B$4:$CJ$198,D795,FALSE),IF($H$736='Pick Lists'!$C$273,VLOOKUP(VLOOKUP(CountryInput,'Country Parameters'!$B$4:$J$198,9,FALSE),'Grid EFs'!$B$4:$BR$9,D795,FALSE),0))","v":0},null,null,null,null,null,null,null,null,null,null,null,{"$f":"AND($T$738,F795<=YearImpact,F795>=AdoptionYear)","v":false}]
[null,null,null,null,null,2067,null,{"$f":"IF($H$736='Pick Lists'!$C$272,VLOOKUP(CountryInput,'Country Parameters'!$B$4:$CJ$198,D796,FALSE),IF($H$736='Pick Lists'!$C$273,VLOOKUP(VLOOKUP(CountryInput,'Country Parameters'!$B$4:$J$198,9,FALSE),'Grid EFs'!$B$4:$BR$9,D796,FALSE),0))","v":0},null,null,null,null,null,null,null,null,null,null,null,{"$f":"AND($T$738,F796<=YearImpact,F796>=AdoptionYear)","v":false}]
[null,null,null,null,null,2068,null,{"$f":"IF($H$736='Pick Lists'!$C$272,VLOOKUP(CountryInput,'Country Parameters'!$B$4:$CJ$198,D797,FALSE),IF($H$736='Pick Lists'!$C$273,VLOOKUP(VLOOKUP(CountryInput,'Country Parameters'!$B$4:$J$198,9,FALSE),'Grid EFs'!$B$4:$BR$9,D797,FALSE),0))","v":0},null,null,null,null,null,null,null,null,null,null,null,{"$f":"AND($T$738,F797<=YearImpact,F797>=AdoptionYear)","v":false}]
[null,null,null,null,null,2069,null,{"$f":"IF($H$736='Pick Lists'!$C$272,VLOOKUP(CountryInput,'Country Parameters'!$B$4:$CJ$198,D798,FALSE),IF($H$736='Pick Lists'!$C$273,VLOOKUP(VLOOKUP(CountryInput,'Country Parameters'!$B$4:$J$198,9,FALSE),'Grid EFs'!$B$4:$BR$9,D798,FALSE),0))","v":0},null,null,null,null,null,null,null,null,null,null,null,{"$f":"AND($T$738,F798<=YearImpact,F798>=AdoptionYear)","v":false}]
[null,null,null,{"$f":"D778+1","v":40},null,2070,null,{"$f":"IF($H$736='Pick Lists'!$C$272,VLOOKUP(CountryInput,'Country Parameters'!$B$4:$CJ$198,D799,FALSE),IF($H$736='Pick Lists'!$C$273,VLOOKUP(VLOOKUP(CountryInput,'Country Parameters'!$B$4:$J$198,9,FALSE),'Grid EFs'!$B$4:$BR$9,D799,FALSE),0))","v":0},null,null,null,null,null,null,null,null,null,null,null,{"$f":"AND($T$738,F799<=YearImpact,F799>=AdoptionYear)","v":false}]
[{"$f":"#REF!","v":{"$error":"#REF!"}},null,null,null,null,null,null,null,null,null,null,null,null,null,null,null,null,null,null,{"$f":"T734","v":false}]
[{"$f":"A800","v":{"$error":"#REF!"}},null,null,null,null,null,null,null,null,null,null,null,null,null,null,null,null,null,null,{"$f":"T800","v":false}]
[{"$f":"#REF!","v":{"$error":"#REF!"}},null,null,null,null,{"$f":"IF(J242='Pick Lists'!B265,\"Action Energy Savings\",\"Action Energy Consumption\")","v":"Action Energy Consumption"},null,null,null,"Emission Factor",null,"Grid Line Loss Factor",null,"Conversion",null,{"$f":"IF(J240='Pick Lists'!B265,\"Emission Reductions\",\"Activity Emissions\")","v":"Activity Emissions"},null,null,null,{"$f":"T801","v":false}]
[{"$f":"A802","v":{"$error":"#REF!"}},null,null,null,null,{"$f":"IF(J238='Pick Lists'!B90,\"kWh\",IF(OR(J240='Pick Lists'!B282,J242='Pick Lists'!B288),L244,L253))","v":""},null,"Gigajoules (GJ)",null,{"$f":"IF(J238='Pick Lists'!B90,\"gCO₂e/kWh\",\"gCO₂e/GJ\")","v":"gCO₂e/GJ"},null,"1/(1-Grid Loss Rate %)",null,"grams to metric tons",null,"tCO2e",null,null,null,{"$f":"T802","v":false}]
[{"$f":"A803","v":{"$error":"#REF!"}},null,null,{"$f":"Start_Year","v":2010},null,{"$f":"IF($J$238=\"\",\"\",IF(EEEnterDefault2='Pick Lists'!$B$265,IF(L253='Pick Lists'!$B$64,J253*Conversions!$E$51,J253),IF($L$248='Pick Lists'!$B$64,DataProjection!C234/Conversions!$F$90,DataProjection!C234)))","v":""},"=",{"$f":"IF(F804=\"\",\"\",IF(F804=\"\",\"\",IF(OR($F$803='Pick Lists'!$B$63,$F$803='Pick Lists'!$B$64),F804*Conversions!$K$50,F804*IF($F$803='Pick Lists'!$B$17,Conversions!$K$56,VLOOKUP(VLOOKUP($J$238,'Pick Lists'!$B$92:$C$146,2,FALSE),'Fuel EFs'!$B$7:$X$59,14+MATCH($F$803,'Pick Lists'!$B$17:$B$25,0),FALSE)))))","v":""},"×",{"$f":"IF($H$734=Grid_Elec,IF($H$736='Pick Lists'!$C$269,J322,IF(OR($H$736='Pick Lists'!$C$271,$H$736='Pick Lists'!$C$277,$H$736='Pick Lists'!$C$278,$H$736='Pick Lists'!$C$278),$H$737,H739)),IF($H$734<>Grid_Elec,EEEmFact,\"\"))","v":0},"×",{"$f":"IF(F804=\"\",\"\",IF(GridLossEE=\"NA\",\"NA\",1/(1-GridLossEE)))","v":""},"/",{"$f":"IF(F804=\"\",\"\",Conversions!$D$81)","v":""},"=",{"$f":"IF($F$804=\"\",\"\",IF($J$238='Pick Lists'!$B$90,F804*L804,H804)*J804/N804)","v":""},null,null,null,{"$f":"AND(T$803,D804<=YearImpact,D804>=AdoptionYear)","v":false}]
[null,null,null,{"$f":"D804+1","v":2011},null,{"$f":"IF($J$238=\"\",\"\",IF(EEEnterDefault2='Pick Lists'!$B$265,IF(L254='Pick Lists'!$B$64,J254*Conversions!$E$51,J254),IF($L$248='Pick Lists'!$B$64,DataProjection!C235/Conversions!$F$90,DataProjection!C235)))","v":""},"=",{"$f":"IF(F805=\"\",\"\",IF(F805=\"\",\"\",IF(OR($F$803='Pick Lists'!$B$63,$F$803='Pick Lists'!$B$64),F805*Conversions!$K$50,F805*IF($F$803='Pick Lists'!$B$17,Conversions!$K$56,VLOOKUP(VLOOKUP($J$238,'Pick Lists'!$B$92:$C$146,2,FALSE),'Fuel EFs'!$B$7:$X$59,14+MATCH($F$803,'Pick Lists'!$B$17:$B$25,0),FALSE)))))","v":""},"×",{"$f":"IF($H$734=Grid_Elec,IF($H$736='Pick Lists'!$C$269,J323,IF(OR($H$736='Pick Lists'!$C$271,$H$736='Pick Lists'!$C$277,$H$736='Pick Lists'!$C$278,$H$736='Pick Lists'!$C$278),$H$737,H740)),IF($H$734<>Grid_Elec,EEEmFact,\"\"))","v":0},"×","","/",{"$f":"IF(F805=\"\",\"\",Conversions!$D$81)","v":""},"=",{"$f":"IF($F$804=\"\",\"\",IF($J$238='Pick Lists'!$B$90,F805*L805,H805)*J805/N805)","v":""},null,null,null,{"$f":"AND(T$803,D805<=YearImpact,D805>=AdoptionYear)","v":false}]
[null,null,null,{"$f":"D805+1","v":2012},null,{"$f":"IF($J$238=\"\",\"\",IF(EEEnterDefault2='Pick Lists'!$B$265,IF(L255='Pick Lists'!$B$64,J255*Conversions!$E$51,J255),IF($L$248='Pick Lists'!$B$64,DataProjection!C236/Conversions!$F$90,DataProjection!C236)))","v":""},"=",{"$f":"IF(F806=\"\",\"\",IF(F806=\"\",\"\",IF(OR($F$803='Pick Lists'!$B$63,$F$803='Pick Lists'!$B$64),F806*Conversions!$K$50,F806*IF($F$803='Pick Lists'!$B$17,Conversions!$K$56,VLOOKUP(VLOOKUP($J$238,'Pick Lists'!$B$92:$C$146,2,FALSE),'Fuel EFs'!$B$7:$X$59,14+MATCH($F$803,'Pick Lists'!$B$17:$B$25,0),FALSE)))))","v":""},"×",{"$f":"IF($H$734=Grid_Elec,IF($H$736='Pick Lists'!$C$269,J324,IF(OR($H$736='Pick Lists'!$C$271,$H$736='Pick Lists'!$C$277,$H$736='Pick Lists'!$C$278,$H$736='Pick Lists'!$C$278),$H$737,H741)),IF($H$734<>Grid_Elec,EEEmFact,\"\"))","v":0},"×","","/",{"$f":"IF(F806=\"\",\"\",Conversions!$D$81)","v":""},"=",{"$f":"IF($F$804=\"\",\"\",IF($J$238='Pick Lists'!$B$90,F806*L806,H806)*J806/N806)","v":""},null,null,null,{"$f":"AND(T$803,D806<=YearImpact,D806>=AdoptionYear)","v":false}]
[null,null,null,2013,null,{"$f":"IF($J$238=\"\",\"\",IF(EEEnterDefault2='Pick Lists'!$B$265,IF(L256='Pick Lists'!$B$64,J256*Conversions!$E$51,J256),IF($L$248='Pick Lists'!$B$64,DataProjection!C237/Conversions!$F$90,DataProjection!C237)))","v":""},"=",{"$f":"IF(F807=\"\",\"\",IF(F807=\"\",\"\",IF(OR($F$803='Pick Lists'!$B$63,$F$803='Pick Lists'!$B$64),F807*Conversions!$K$50,F807*IF($F$803='Pick Lists'!$B$17,Conversions!$K$56,VLOOKUP(VLOOKUP($J$238,'Pick Lists'!$B$92:$C$146,2,FALSE),'Fuel EFs'!$B$7:$X$59,14+MATCH($F$803,'Pick Lists'!$B$17:$B$25,0),FALSE)))))","v":""},"×",{"$f":"IF($H$734=Grid_Elec,IF($H$736='Pick Lists'!$C$269,J325,IF(OR($H$736='Pick Lists'!$C$271,$H$736='Pick Lists'!$C$277,$H$736='Pick Lists'!$C$278,$H$736='Pick Lists'!$C$278),$H$737,H742)),IF($H$734<>Grid_Elec,EEEmFact,\"\"))","v":0},"×","","/",{"$f":"IF(F807=\"\",\"\",Conversions!$D$81)","v":""},"=",{"$f":"IF($F$804=\"\",\"\",IF($J$238='Pick Lists'!$B$90,F807*L807,H807)*J807/N807)","v":""},null,null,null,{"$f":"AND(T$803,D807<=YearImpact,D807>=AdoptionYear)","v":false}]
[null,null,null,2014,null,{"$f":"IF($J$238=\"\",\"\",IF(EEEnterDefault2='Pick Lists'!$B$265,IF(L257='Pick Lists'!$B$64,J257*Conversions!$E$51,J257),IF($L$248='Pick Lists'!$B$64,DataProjection!C238/Conversions!$F$90,DataProjection!C238)))","v":""},"=",{"$f":"IF(F808=\"\",\"\",IF(F808=\"\",\"\",IF(OR($F$803='Pick Lists'!$B$63,$F$803='Pick Lists'!$B$64),F808*Conversions!$K$50,F808*IF($F$803='Pick Lists'!$B$17,Conversions!$K$56,VLOOKUP(VLOOKUP($J$238,'Pick Lists'!$B$92:$C$146,2,FALSE),'Fuel EFs'!$B$7:$X$59,14+MATCH($F$803,'Pick Lists'!$B$17:$B$25,0),FALSE)))))","v":""},"×",{"$f":"IF($H$734=Grid_Elec,IF($H$736='Pick Lists'!$C$269,J326,IF(OR($H$736='Pick Lists'!$C$271,$H$736='Pick Lists'!$C$277,$H$736='Pick Lists'!$C$278,$H$736='Pick Lists'!$C$278),$H$737,H743)),IF($H$734<>Grid_Elec,EEEmFact,\"\"))","v":0},"×","","/",{"$f":"IF(F808=\"\",\"\",Conversions!$D$81)","v":""},"=",{"$f":"IF($F$804=\"\",\"\",IF($J$238='Pick Lists'!$B$90,F808*L808,H808)*J808/N808)","v":""},null,null,null,{"$f":"AND(T$803,D808<=YearImpact,D808>=AdoptionYear)","v":false}]
[null,null,null,2015,null,{"$f":"IF($J$238=\"\",\"\",IF(EEEnterDefault2='Pick Lists'!$B$265,IF(L258='Pick Lists'!$B$64,J258*Conversions!$E$51,J258),IF($L$248='Pick Lists'!$B$64,DataProjection!C239/Conversions!$F$90,DataProjection!C239)))","v":""},"=",{"$f":"IF(F809=\"\",\"\",IF(F809=\"\",\"\",IF(OR($F$803='Pick Lists'!$B$63,$F$803='Pick Lists'!$B$64),F809*Conversions!$K$50,F809*IF($F$803='Pick Lists'!$B$17,Conversions!$K$56,VLOOKUP(VLOOKUP($J$238,'Pick Lists'!$B$92:$C$146,2,FALSE),'Fuel EFs'!$B$7:$X$59,14+MATCH($F$803,'Pick Lists'!$B$17:$B$25,0),FALSE)))))","v":""},"×",{"$f":"IF($H$734=Grid_Elec,IF($H$736='Pick Lists'!$C$269,J327,IF(OR($H$736='Pick Lists'!$C$271,$H$736='Pick Lists'!$C$277,$H$736='Pick Lists'!$C$278,$H$736='Pick Lists'!$C$278),$H$737,H744)),IF($H$734<>Grid_Elec,EEEmFact,\"\"))","v":0},"×","","/",{"$f":"IF(F809=\"\",\"\",Conversions!$D$81)","v":""},"=",{"$f":"IF($F$804=\"\",\"\",IF($J$238='Pick Lists'!$B$90,F809*L809,H809)*J809/N809)","v":""},null,null,null,{"$f":"AND(T$803,D809<=YearImpact,D809>=AdoptionYear)","v":false}]
[null,null,null,2016,null,{"$f":"IF($J$238=\"\",\"\",IF(EEEnterDefault2='Pick Lists'!$B$265,IF(L259='Pick Lists'!$B$64,J259*Conversions!$E$51,J259),IF($L$248='Pick Lists'!$B$64,DataProjection!C240/Conversions!$F$90,DataProjection!C240)))","v":""},"=",{"$f":"IF(F810=\"\",\"\",IF(F810=\"\",\"\",IF(OR($F$803='Pick Lists'!$B$63,$F$803='Pick Lists'!$B$64),F810*Conversions!$K$50,F810*IF($F$803='Pick Lists'!$B$17,Conversions!$K$56,VLOOKUP(VLOOKUP($J$238,'Pick Lists'!$B$92:$C$146,2,FALSE),'Fuel EFs'!$B$7:$X$59,14+MATCH($F$803,'Pick Lists'!$B$17:$B$25,0),FALSE)))))","v":""},"×",{"$f":"IF($H$734=Grid_Elec,IF($H$736='Pick Lists'!$C$269,J328,IF(OR($H$736='Pick Lists'!$C$271,$H$736='Pick Lists'!$C$277,$H$736='Pick Lists'!$C$278,$H$736='Pick Lists'!$C$278),$H$737,H745)),IF($H$734<>Grid_Elec,EEEmFact,\"\"))","v":0},"×","","/",{"$f":"IF(F810=\"\",\"\",Conversions!$D$81)","v":""},"=",{"$f":"IF($F$804=\"\",\"\",IF($J$238='Pick Lists'!$B$90,F810*L810,H810)*J810/N810)","v":""},null,null,null,{"$f":"AND(T$803,D810<=YearImpact,D810>=AdoptionYear)","v":false}]
[null,null,null,2017,null,{"$f":"IF($J$238=\"\",\"\",IF(EEEnterDefault2='Pick Lists'!$B$265,IF(L260='Pick Lists'!$B$64,J260*Conversions!$E$51,J260),IF($L$248='Pick Lists'!$B$64,DataProjection!C241/Conversions!$F$90,DataProjection!C241)))","v":""},"=",{"$f":"IF(F811=\"\",\"\",IF(F811=\"\",\"\",IF(OR($F$803='Pick Lists'!$B$63,$F$803='Pick Lists'!$B$64),F811*Conversions!$K$50,F811*IF($F$803='Pick Lists'!$B$17,Conversions!$K$56,VLOOKUP(VLOOKUP($J$238,'Pick Lists'!$B$92:$C$146,2,FALSE),'Fuel EFs'!$B$7:$X$59,14+MATCH($F$803,'Pick Lists'!$B$17:$B$25,0),FALSE)))))","v":""},"×",{"$f":"IF($H$734=Grid_Elec,IF($H$736='Pick Lists'!$C$269,J329,IF(OR($H$736='Pick Lists'!$C$271,$H$736='Pick Lists'!$C$277,$H$736='Pick Lists'!$C$278,$H$736='Pick Lists'!$C$278),$H$737,H746)),IF($H$734<>Grid_Elec,EEEmFact,\"\"))","v":0},"×","","/",{"$f":"IF(F811=\"\",\"\",Conversions!$D$81)","v":""},"=",{"$f":"IF($F$804=\"\",\"\",IF($J$238='Pick Lists'!$B$90,F811*L811,H811)*J811/N811)","v":""},null,null,null,{"$f":"AND(T$803,D811<=YearImpact,D811>=AdoptionYear)","v":false}]
[null,null,null,2018,null,{"$f":"IF($J$238=\"\",\"\",IF(EEEnterDefault2='Pick Lists'!$B$265,IF(L261='Pick Lists'!$B$64,J261*Conversions!$E$51,J261),IF($L$248='Pick Lists'!$B$64,DataProjection!C242/Conversions!$F$90,DataProjection!C242)))","v":""},"=",{"$f":"IF(F812=\"\",\"\",IF(F812=\"\",\"\",IF(OR($F$803='Pick Lists'!$B$63,$F$803='Pick Lists'!$B$64),F812*Conversions!$K$50,F812*IF($F$803='Pick Lists'!$B$17,Conversions!$K$56,VLOOKUP(VLOOKUP($J$238,'Pick Lists'!$B$92:$C$146,2,FALSE),'Fuel EFs'!$B$7:$X$59,14+MATCH($F$803,'Pick Lists'!$B$17:$B$25,0),FALSE)))))","v":""},"×",{"$f":"IF($H$734=Grid_Elec,IF($H$736='Pick Lists'!$C$269,J330,IF(OR($H$736='Pick Lists'!$C$271,$H$736='Pick Lists'!$C$277,$H$736='Pick Lists'!$C$278,$H$736='Pick Lists'!$C$278),$H$737,H747)),IF($H$734<>Grid_Elec,EEEmFact,\"\"))","v":0},"×","","/",{"$f":"IF(F812=\"\",\"\",Conversions!$D$81)","v":""},"=",{"$f":"IF($F$804=\"\",\"\",IF($J$238='Pick Lists'!$B$90,F812*L812,H812)*J812/N812)","v":""},null,null,null,{"$f":"AND(T$803,D812<=YearImpact,D812>=AdoptionYear)","v":false}]
[null,null,null,2019,null,{"$f":"IF($J$238=\"\",\"\",IF(EEEnterDefault2='Pick Lists'!$B$265,IF(L262='Pick Lists'!$B$64,J262*Conversions!$E$51,J262),IF($L$248='Pick Lists'!$B$64,DataProjection!C243/Conversions!$F$90,DataProjection!C243)))","v":""},"=",{"$f":"IF(F813=\"\",\"\",IF(F813=\"\",\"\",IF(OR($F$803='Pick Lists'!$B$63,$F$803='Pick Lists'!$B$64),F813*Conversions!$K$50,F813*IF($F$803='Pick Lists'!$B$17,Conversions!$K$56,VLOOKUP(VLOOKUP($J$238,'Pick Lists'!$B$92:$C$146,2,FALSE),'Fuel EFs'!$B$7:$X$59,14+MATCH($F$803,'Pick Lists'!$B$17:$B$25,0),FALSE)))))","v":""},"×",{"$f":"IF($H$734=Grid_Elec,IF($H$736='Pick Lists'!$C$269,J331,IF(OR($H$736='Pick Lists'!$C$271,$H$736='Pick Lists'!$C$277,$H$736='Pick Lists'!$C$278,$H$736='Pick Lists'!$C$278),$H$737,H748)),IF($H$734<>Grid_Elec,EEEmFact,\"\"))","v":0},"×","","/",{"$f":"IF(F813=\"\",\"\",Conversions!$D$81)","v":""},"=",{"$f":"IF($F$804=\"\",\"\",IF($J$238='Pick Lists'!$B$90,F813*L813,H813)*J813/N813)","v":""},null,null,null,{"$f":"AND(T$803,D813<=YearImpact,D813>=AdoptionYear)","v":false}]
[null,null,null,2020,null,{"$f":"IF($J$238=\"\",\"\",IF(EEEnterDefault2='Pick Lists'!$B$265,IF(L263='Pick Lists'!$B$64,J263*Conversions!$E$51,J263),IF($L$248='Pick Lists'!$B$64,DataProjection!C244/Conversions!$F$90,DataProjection!C244)))","v":""},"=",{"$f":"IF(F814=\"\",\"\",IF(F814=\"\",\"\",IF(OR($F$803='Pick Lists'!$B$63,$F$803='Pick Lists'!$B$64),F814*Conversions!$K$50,F814*IF($F$803='Pick Lists'!$B$17,Conversions!$K$56,VLOOKUP(VLOOKUP($J$238,'Pick Lists'!$B$92:$C$146,2,FALSE),'Fuel EFs'!$B$7:$X$59,14+MATCH($F$803,'Pick Lists'!$B$17:$B$25,0),FALSE)))))","v":""},"×",{"$f":"IF($H$734=Grid_Elec,IF($H$736='Pick Lists'!$C$269,J332,IF(OR($H$736='Pick Lists'!$C$271,$H$736='Pick Lists'!$C$277,$H$736='Pick Lists'!$C$278,$H$736='Pick Lists'!$C$278),$H$737,H749)),IF($H$734<>Grid_Elec,EEEmFact,\"\"))","v":0},"×","","/",{"$f":"IF(F814=\"\",\"\",Conversions!$D$81)","v":""},"=",{"$f":"IF($F$804=\"\",\"\",IF($J$238='Pick Lists'!$B$90,F814*L814,H814)*J814/N814)","v":""},null,null,null,{"$f":"AND(T$803,D814<=YearImpact,D814>=AdoptionYear)","v":false}]
[null,null,null,2021,null,{"$f":"IF($J$238=\"\",\"\",IF(EEEnterDefault2='Pick Lists'!$B$265,IF(L264='Pick Lists'!$B$64,J264*Conversions!$E$51,J264),IF($L$248='Pick Lists'!$B$64,DataProjection!C245/Conversions!$F$90,DataProjection!C245)))","v":""},"=",{"$f":"IF(F815=\"\",\"\",IF(F815=\"\",\"\",IF(OR($F$803='Pick Lists'!$B$63,$F$803='Pick Lists'!$B$64),F815*Conversions!$K$50,F815*IF($F$803='Pick Lists'!$B$17,Conversions!$K$56,VLOOKUP(VLOOKUP($J$238,'Pick Lists'!$B$92:$C$146,2,FALSE),'Fuel EFs'!$B$7:$X$59,14+MATCH($F$803,'Pick Lists'!$B$17:$B$25,0),FALSE)))))","v":""},"×",{"$f":"IF($H$734=Grid_Elec,IF($H$736='Pick Lists'!$C$269,J333,IF(OR($H$736='Pick Lists'!$C$271,$H$736='Pick Lists'!$C$277,$H$736='Pick Lists'!$C$278,$H$736='Pick Lists'!$C$278),$H$737,H750)),IF($H$734<>Grid_Elec,EEEmFact,\"\"))","v":0},"×","","/",{"$f":"IF(F815=\"\",\"\",Conversions!$D$81)","v":""},"=",{"$f":"IF($F$804=\"\",\"\",IF($J$238='Pick Lists'!$B$90,F815*L815,H815)*J815/N815)","v":""},null,null,null,{"$f":"AND(T$803,D815<=YearImpact,D815>=AdoptionYear)","v":false}]
[null,null,null,2022,null,{"$f":"IF($J$238=\"\",\"\",IF(EEEnterDefault2='Pick Lists'!$B$265,IF(L265='Pick Lists'!$B$64,J265*Conversions!$E$51,J265),IF($L$248='Pick Lists'!$B$64,DataProjection!C246/Conversions!$F$90,DataProjection!C246)))","v":""},"=",{"$f":"IF(F816=\"\",\"\",IF(F816=\"\",\"\",IF(OR($F$803='Pick Lists'!$B$63,$F$803='Pick Lists'!$B$64),F816*Conversions!$K$50,F816*IF($F$803='Pick Lists'!$B$17,Conversions!$K$56,VLOOKUP(VLOOKUP($J$238,'Pick Lists'!$B$92:$C$146,2,FALSE),'Fuel EFs'!$B$7:$X$59,14+MATCH($F$803,'Pick Lists'!$B$17:$B$25,0),FALSE)))))","v":""},"×",{"$f":"IF($H$734=Grid_Elec,IF($H$736='Pick Lists'!$C$269,J334,IF(OR($H$736='Pick Lists'!$C$271,$H$736='Pick Lists'!$C$277,$H$736='Pick Lists'!$C$278,$H$736='Pick Lists'!$C$278),$H$737,H751)),IF($H$734<>Grid_Elec,EEEmFact,\"\"))","v":0},"×","","/",{"$f":"IF(F816=\"\",\"\",Conversions!$D$81)","v":""},"=",{"$f":"IF($F$804=\"\",\"\",IF($J$238='Pick Lists'!$B$90,F816*L816,H816)*J816/N816)","v":""},null,null,null,{"$f":"AND(T$803,D816<=YearImpact,D816>=AdoptionYear)","v":false}]
[null,null,null,2023,null,{"$f":"IF($J$238=\"\",\"\",IF(EEEnterDefault2='Pick Lists'!$B$265,IF(L266='Pick Lists'!$B$64,J266*Conversions!$E$51,J266),IF($L$248='Pick Lists'!$B$64,DataProjection!C247/Conversions!$F$90,DataProjection!C247)))","v":""},"=",{"$f":"IF(F817=\"\",\"\",IF(F817=\"\",\"\",IF(OR($F$803='Pick Lists'!$B$63,$F$803='Pick Lists'!$B$64),F817*Conversions!$K$50,F817*IF($F$803='Pick Lists'!$B$17,Conversions!$K$56,VLOOKUP(VLOOKUP($J$238,'Pick Lists'!$B$92:$C$146,2,FALSE),'Fuel EFs'!$B$7:$X$59,14+MATCH($F$803,'Pick Lists'!$B$17:$B$25,0),FALSE)))))","v":""},"×",{"$f":"IF($H$734=Grid_Elec,IF($H$736='Pick Lists'!$C$269,J335,IF(OR($H$736='Pick Lists'!$C$271,$H$736='Pick Lists'!$C$277,$H$736='Pick Lists'!$C$278,$H$736='Pick Lists'!$C$278),$H$737,H752)),IF($H$734<>Grid_Elec,EEEmFact,\"\"))","v":0},"×","","/",{"$f":"IF(F817=\"\",\"\",Conversions!$D$81)","v":""},"=",{"$f":"IF($F$804=\"\",\"\",IF($J$238='Pick Lists'!$B$90,F817*L817,H817)*J817/N817)","v":""},null,null,null,{"$f":"AND(T$803,D817<=YearImpact,D817>=AdoptionYear)","v":false}]
[null,null,null,2024,null,{"$f":"IF($J$238=\"\",\"\",IF(EEEnterDefault2='Pick Lists'!$B$265,IF(L267='Pick Lists'!$B$64,J267*Conversions!$E$51,J267),IF($L$248='Pick Lists'!$B$64,DataProjection!C248/Conversions!$F$90,DataProjection!C248)))","v":""},"=",{"$f":"IF(F818=\"\",\"\",IF(F818=\"\",\"\",IF(OR($F$803='Pick Lists'!$B$63,$F$803='Pick Lists'!$B$64),F818*Conversions!$K$50,F818*IF($F$803='Pick Lists'!$B$17,Conversions!$K$56,VLOOKUP(VLOOKUP($J$238,'Pick Lists'!$B$92:$C$146,2,FALSE),'Fuel EFs'!$B$7:$X$59,14+MATCH($F$803,'Pick Lists'!$B$17:$B$25,0),FALSE)))))","v":""},"×",{"$f":"IF($H$734=Grid_Elec,IF($H$736='Pick Lists'!$C$269,J336,IF(OR($H$736='Pick Lists'!$C$271,$H$736='Pick Lists'!$C$277,$H$736='Pick Lists'!$C$278,$H$736='Pick Lists'!$C$278),$H$737,H753)),IF($H$734<>Grid_Elec,EEEmFact,\"\"))","v":0},"×","","/",{"$f":"IF(F818=\"\",\"\",Conversions!$D$81)","v":""},"=",{"$f":"IF($F$804=\"\",\"\",IF($J$238='Pick Lists'!$B$90,F818*L818,H818)*J818/N818)","v":""},null,null,null,{"$f":"AND(T$803,D818<=YearImpact,D818>=AdoptionYear)","v":false}]
[null,null,null,2025,null,{"$f":"IF($J$238=\"\",\"\",IF(EEEnterDefault2='Pick Lists'!$B$265,IF(L268='Pick Lists'!$B$64,J268*Conversions!$E$51,J268),IF($L$248='Pick Lists'!$B$64,DataProjection!C249/Conversions!$F$90,DataProjection!C249)))","v":""},"=",{"$f":"IF(F819=\"\",\"\",IF(F819=\"\",\"\",IF(OR($F$803='Pick Lists'!$B$63,$F$803='Pick Lists'!$B$64),F819*Conversions!$K$50,F819*IF($F$803='Pick Lists'!$B$17,Conversions!$K$56,VLOOKUP(VLOOKUP($J$238,'Pick Lists'!$B$92:$C$146,2,FALSE),'Fuel EFs'!$B$7:$X$59,14+MATCH($F$803,'Pick Lists'!$B$17:$B$25,0),FALSE)))))","v":""},"×",{"$f":"IF($H$734=Grid_Elec,IF($H$736='Pick Lists'!$C$269,J337,IF(OR($H$736='Pick Lists'!$C$271,$H$736='Pick Lists'!$C$277,$H$736='Pick Lists'!$C$278,$H$736='Pick Lists'!$C$278),$H$737,H754)),IF($H$734<>Grid_Elec,EEEmFact,\"\"))","v":0},"×","","/",{"$f":"IF(F819=\"\",\"\",Conversions!$D$81)","v":""},"=",{"$f":"IF($F$804=\"\",\"\",IF($J$238='Pick Lists'!$B$90,F819*L819,H819)*J819/N819)","v":""},null,null,null,{"$f":"AND(T$803,D819<=YearImpact,D819>=AdoptionYear)","v":false}]
[null,null,null,2026,null,{"$f":"IF($J$238=\"\",\"\",IF(EEEnterDefault2='Pick Lists'!$B$265,IF(L269='Pick Lists'!$B$64,J269*Conversions!$E$51,J269),IF($L$248='Pick Lists'!$B$64,DataProjection!C250/Conversions!$F$90,DataProjection!C250)))","v":""},"=",{"$f":"IF(F820=\"\",\"\",IF(F820=\"\",\"\",IF(OR($F$803='Pick Lists'!$B$63,$F$803='Pick Lists'!$B$64),F820*Conversions!$K$50,F820*IF($F$803='Pick Lists'!$B$17,Conversions!$K$56,VLOOKUP(VLOOKUP($J$238,'Pick Lists'!$B$92:$C$146,2,FALSE),'Fuel EFs'!$B$7:$X$59,14+MATCH($F$803,'Pick Lists'!$B$17:$B$25,0),FALSE)))))","v":""},"×",{"$f":"IF($H$734=Grid_Elec,IF($H$736='Pick Lists'!$C$269,J338,IF(OR($H$736='Pick Lists'!$C$271,$H$736='Pick Lists'!$C$277,$H$736='Pick Lists'!$C$278,$H$736='Pick Lists'!$C$278),$H$737,H755)),IF($H$734<>Grid_Elec,EEEmFact,\"\"))","v":0},"×","","/",{"$f":"IF(F820=\"\",\"\",Conversions!$D$81)","v":""},"=",{"$f":"IF($F$804=\"\",\"\",IF($J$238='Pick Lists'!$B$90,F820*L820,H820)*J820/N820)","v":""},null,null,null,{"$f":"AND(T$803,D820<=YearImpact,D820>=AdoptionYear)","v":false}]
[null,null,null,2027,null,{"$f":"IF($J$238=\"\",\"\",IF(EEEnterDefault2='Pick Lists'!$B$265,IF(L270='Pick Lists'!$B$64,J270*Conversions!$E$51,J270),IF($L$248='Pick Lists'!$B$64,DataProjection!C251/Conversions!$F$90,DataProjection!C251)))","v":""},"=",{"$f":"IF(F821=\"\",\"\",IF(F821=\"\",\"\",IF(OR($F$803='Pick Lists'!$B$63,$F$803='Pick Lists'!$B$64),F821*Conversions!$K$50,F821*IF($F$803='Pick Lists'!$B$17,Conversions!$K$56,VLOOKUP(VLOOKUP($J$238,'Pick Lists'!$B$92:$C$146,2,FALSE),'Fuel EFs'!$B$7:$X$59,14+MATCH($F$803,'Pick Lists'!$B$17:$B$25,0),FALSE)))))","v":""},"×",{"$f":"IF($H$734=Grid_Elec,IF($H$736='Pick Lists'!$C$269,J339,IF(OR($H$736='Pick Lists'!$C$271,$H$736='Pick Lists'!$C$277,$H$736='Pick Lists'!$C$278,$H$736='Pick Lists'!$C$278),$H$737,H756)),IF($H$734<>Grid_Elec,EEEmFact,\"\"))","v":0},"×","","/",{"$f":"IF(F821=\"\",\"\",Conversions!$D$81)","v":""},"=",{"$f":"IF($F$804=\"\",\"\",IF($J$238='Pick Lists'!$B$90,F821*L821,H821)*J821/N821)","v":""},null,null,null,{"$f":"AND(T$803,D821<=YearImpact,D821>=AdoptionYear)","v":false}]
[null,null,null,2028,null,{"$f":"IF($J$238=\"\",\"\",IF(EEEnterDefault2='Pick Lists'!$B$265,IF(L271='Pick Lists'!$B$64,J271*Conversions!$E$51,J271),IF($L$248='Pick Lists'!$B$64,DataProjection!C252/Conversions!$F$90,DataProjection!C252)))","v":""},"=",{"$f":"IF(F822=\"\",\"\",IF(F822=\"\",\"\",IF(OR($F$803='Pick Lists'!$B$63,$F$803='Pick Lists'!$B$64),F822*Conversions!$K$50,F822*IF($F$803='Pick Lists'!$B$17,Conversions!$K$56,VLOOKUP(VLOOKUP($J$238,'Pick Lists'!$B$92:$C$146,2,FALSE),'Fuel EFs'!$B$7:$X$59,14+MATCH($F$803,'Pick Lists'!$B$17:$B$25,0),FALSE)))))","v":""},"×",{"$f":"IF($H$734=Grid_Elec,IF($H$736='Pick Lists'!$C$269,J340,IF(OR($H$736='Pick Lists'!$C$271,$H$736='Pick Lists'!$C$277,$H$736='Pick Lists'!$C$278,$H$736='Pick Lists'!$C$278),$H$737,H757)),IF($H$734<>Grid_Elec,EEEmFact,\"\"))","v":0},"×","","/",{"$f":"IF(F822=\"\",\"\",Conversions!$D$81)","v":""},"=",{"$f":"IF($F$804=\"\",\"\",IF($J$238='Pick Lists'!$B$90,F822*L822,H822)*J822/N822)","v":""},null,null,null,{"$f":"AND(T$803,D822<=YearImpact,D822>=AdoptionYear)","v":false}]
[null,null,null,2029,null,{"$f":"IF($J$238=\"\",\"\",IF(EEEnterDefault2='Pick Lists'!$B$265,IF(L272='Pick Lists'!$B$64,J272*Conversions!$E$51,J272),IF($L$248='Pick Lists'!$B$64,DataProjection!C253/Conversions!$F$90,DataProjection!C253)))","v":""},"=",{"$f":"IF(F823=\"\",\"\",IF(F823=\"\",\"\",IF(OR($F$803='Pick Lists'!$B$63,$F$803='Pick Lists'!$B$64),F823*Conversions!$K$50,F823*IF($F$803='Pick Lists'!$B$17,Conversions!$K$56,VLOOKUP(VLOOKUP($J$238,'Pick Lists'!$B$92:$C$146,2,FALSE),'Fuel EFs'!$B$7:$X$59,14+MATCH($F$803,'Pick Lists'!$B$17:$B$25,0),FALSE)))))","v":""},"×",{"$f":"IF($H$734=Grid_Elec,IF($H$736='Pick Lists'!$C$269,J341,IF(OR($H$736='Pick Lists'!$C$271,$H$736='Pick Lists'!$C$277,$H$736='Pick Lists'!$C$278,$H$736='Pick Lists'!$C$278),$H$737,H758)),IF($H$734<>Grid_Elec,EEEmFact,\"\"))","v":0},"×","","/",{"$f":"IF(F823=\"\",\"\",Conversions!$D$81)","v":""},"=",{"$f":"IF($F$804=\"\",\"\",IF($J$238='Pick Lists'!$B$90,F823*L823,H823)*J823/N823)","v":""},null,null,null,{"$f":"AND(T$803,D823<=YearImpact,D823>=AdoptionYear)","v":false}]
[null,null,null,2030,null,{"$f":"IF($J$238=\"\",\"\",IF(EEEnterDefault2='Pick Lists'!$B$265,IF(L273='Pick Lists'!$B$64,J273*Conversions!$E$51,J273),IF($L$248='Pick Lists'!$B$64,DataProjection!C254/Conversions!$F$90,DataProjection!C254)))","v":""},"=",{"$f":"IF(F824=\"\",\"\",IF(F824=\"\",\"\",IF(OR($F$803='Pick Lists'!$B$63,$F$803='Pick Lists'!$B$64),F824*Conversions!$K$50,F824*IF($F$803='Pick Lists'!$B$17,Conversions!$K$56,VLOOKUP(VLOOKUP($J$238,'Pick Lists'!$B$92:$C$146,2,FALSE),'Fuel EFs'!$B$7:$X$59,14+MATCH($F$803,'Pick Lists'!$B$17:$B$25,0),FALSE)))))","v":""},"×",{"$f":"IF($H$734=Grid_Elec,IF($H$736='Pick Lists'!$C$269,J342,IF(OR($H$736='Pick Lists'!$C$271,$H$736='Pick Lists'!$C$277,$H$736='Pick Lists'!$C$278,$H$736='Pick Lists'!$C$278),$H$737,H759)),IF($H$734<>Grid_Elec,EEEmFact,\"\"))","v":0},"×","","/",{"$f":"IF(F824=\"\",\"\",Conversions!$D$81)","v":""},"=",{"$f":"IF($F$804=\"\",\"\",IF($J$238='Pick Lists'!$B$90,F824*L824,H824)*J824/N824)","v":""},null,null,null,{"$f":"AND(T$803,D824<=YearImpact,D824>=AdoptionYear)","v":false}]
[null,null,null,{"$f":"D824+1","v":2031},null,{"$f":"IF($J$238=\"\",\"\",IF(EEEnterDefault2='Pick Lists'!$B$265,IF(L274='Pick Lists'!$B$64,J274*Conversions!$E$51,J274),IF($L$248='Pick Lists'!$B$64,DataProjection!C255/Conversions!$F$90,DataProjection!C255)))","v":""},"=",{"$f":"IF(F825=\"\",\"\",IF(F825=\"\",\"\",IF(OR($F$803='Pick Lists'!$B$63,$F$803='Pick Lists'!$B$64),F825*Conversions!$K$50,F825*IF($F$803='Pick Lists'!$B$17,Conversions!$K$56,VLOOKUP(VLOOKUP($J$238,'Pick Lists'!$B$92:$C$146,2,FALSE),'Fuel EFs'!$B$7:$X$59,14+MATCH($F$803,'Pick Lists'!$B$17:$B$25,0),FALSE)))))","v":""},"×",{"$f":"IF($H$734=Grid_Elec,IF($H$736='Pick Lists'!$C$269,J343,IF(OR($H$736='Pick Lists'!$C$271,$H$736='Pick Lists'!$C$277,$H$736='Pick Lists'!$C$278,$H$736='Pick Lists'!$C$278),$H$737,H760)),IF($H$734<>Grid_Elec,EEEmFact,\"\"))","v":0},"×",{"$f":"IF(F825=\"\",\"\",IF(GridLossEE=\"NA\",\"NA\",1/(1-GridLossEE)))","v":""},"/",{"$f":"IF(F825=\"\",\"\",Conversions!$D$81)","v":""},"=",{"$f":"IF($F$804=\"\",\"\",IF($J$238='Pick Lists'!$B$90,F825*L825,H825)*J825/N825)","v":""},null,null,null,{"$f":"AND(T$803,D825<=YearImpact,D825>=AdoptionYear)","v":false}]
[null,null,null,2032,null,{"$f":"IF($J$238=\"\",\"\",IF(EEEnterDefault2='Pick Lists'!$B$265,IF(L275='Pick Lists'!$B$64,J275*Conversions!$E$51,J275),IF($L$248='Pick Lists'!$B$64,DataProjection!C256/Conversions!$F$90,DataProjection!C256)))","v":""},"=",{"$f":"IF(F826=\"\",\"\",IF(F826=\"\",\"\",IF(OR($F$803='Pick Lists'!$B$63,$F$803='Pick Lists'!$B$64),F826*Conversions!$K$50,F826*IF($F$803='Pick Lists'!$B$17,Conversions!$K$56,VLOOKUP(VLOOKUP($J$238,'Pick Lists'!$B$92:$C$146,2,FALSE),'Fuel EFs'!$B$7:$X$59,14+MATCH($F$803,'Pick Lists'!$B$17:$B$25,0),FALSE)))))","v":""},"×",{"$f":"IF($H$734=Grid_Elec,IF($H$736='Pick Lists'!$C$269,J344,IF(OR($H$736='Pick Lists'!$C$271,$H$736='Pick Lists'!$C$277,$H$736='Pick Lists'!$C$278,$H$736='Pick Lists'!$C$278),$H$737,H761)),IF($H$734<>Grid_Elec,EEEmFact,\"\"))","v":0},"×","","/",{"$f":"IF(F826=\"\",\"\",Conversions!$D$81)","v":""},"=",{"$f":"IF($F$804=\"\",\"\",IF($J$238='Pick Lists'!$B$90,F826*L826,H826)*J826/N826)","v":""},null,null,null,{"$f":"AND(T$803,D826<=YearImpact,D826>=AdoptionYear)","v":false}]
[null,null,null,2033,null,{"$f":"IF($J$238=\"\",\"\",IF(EEEnterDefault2='Pick Lists'!$B$265,IF(L276='Pick Lists'!$B$64,J276*Conversions!$E$51,J276),IF($L$248='Pick Lists'!$B$64,DataProjection!C257/Conversions!$F$90,DataProjection!C257)))","v":""},"=",{"$f":"IF(F827=\"\",\"\",IF(F827=\"\",\"\",IF(OR($F$803='Pick Lists'!$B$63,$F$803='Pick Lists'!$B$64),F827*Conversions!$K$50,F827*IF($F$803='Pick Lists'!$B$17,Conversions!$K$56,VLOOKUP(VLOOKUP($J$238,'Pick Lists'!$B$92:$C$146,2,FALSE),'Fuel EFs'!$B$7:$X$59,14+MATCH($F$803,'Pick Lists'!$B$17:$B$25,0),FALSE)))))","v":""},"×",{"$f":"IF($H$734=Grid_Elec,IF($H$736='Pick Lists'!$C$269,J345,IF(OR($H$736='Pick Lists'!$C$271,$H$736='Pick Lists'!$C$277,$H$736='Pick Lists'!$C$278,$H$736='Pick Lists'!$C$278),$H$737,H762)),IF($H$734<>Grid_Elec,EEEmFact,\"\"))","v":0},"×","","/",{"$f":"IF(F827=\"\",\"\",Conversions!$D$81)","v":""},"=",{"$f":"IF($F$804=\"\",\"\",IF($J$238='Pick Lists'!$B$90,F827*L827,H827)*J827/N827)","v":""},null,null,null,{"$f":"AND(T$803,D827<=YearImpact,D827>=AdoptionYear)","v":false}]
[null,null,null,2034,null,{"$f":"IF($J$238=\"\",\"\",IF(EEEnterDefault2='Pick Lists'!$B$265,IF(L277='Pick Lists'!$B$64,J277*Conversions!$E$51,J277),IF($L$248='Pick Lists'!$B$64,DataProjection!C258/Conversions!$F$90,DataProjection!C258)))","v":""},"=",{"$f":"IF(F828=\"\",\"\",IF(F828=\"\",\"\",IF(OR($F$803='Pick Lists'!$B$63,$F$803='Pick Lists'!$B$64),F828*Conversions!$K$50,F828*IF($F$803='Pick Lists'!$B$17,Conversions!$K$56,VLOOKUP(VLOOKUP($J$238,'Pick Lists'!$B$92:$C$146,2,FALSE),'Fuel EFs'!$B$7:$X$59,14+MATCH($F$803,'Pick Lists'!$B$17:$B$25,0),FALSE)))))","v":""},"×",{"$f":"IF($H$734=Grid_Elec,IF($H$736='Pick Lists'!$C$269,J346,IF(OR($H$736='Pick Lists'!$C$271,$H$736='Pick Lists'!$C$277,$H$736='Pick Lists'!$C$278,$H$736='Pick Lists'!$C$278),$H$737,H763)),IF($H$734<>Grid_Elec,EEEmFact,\"\"))","v":0},"×","","/",{"$f":"IF(F828=\"\",\"\",Conversions!$D$81)","v":""},"=",{"$f":"IF($F$804=\"\",\"\",IF($J$238='Pick Lists'!$B$90,F828*L828,H828)*J828/N828)","v":""},null,null,null,{"$f":"AND(T$803,D828<=YearImpact,D828>=AdoptionYear)","v":false}]
[null,null,null,2035,null,{"$f":"IF($J$238=\"\",\"\",IF(EEEnterDefault2='Pick Lists'!$B$265,IF(L278='Pick Lists'!$B$64,J278*Conversions!$E$51,J278),IF($L$248='Pick Lists'!$B$64,DataProjection!C259/Conversions!$F$90,DataProjection!C259)))","v":""},"=",{"$f":"IF(F829=\"\",\"\",IF(F829=\"\",\"\",IF(OR($F$803='Pick Lists'!$B$63,$F$803='Pick Lists'!$B$64),F829*Conversions!$K$50,F829*IF($F$803='Pick Lists'!$B$17,Conversions!$K$56,VLOOKUP(VLOOKUP($J$238,'Pick Lists'!$B$92:$C$146,2,FALSE),'Fuel EFs'!$B$7:$X$59,14+MATCH($F$803,'Pick Lists'!$B$17:$B$25,0),FALSE)))))","v":""},"×",{"$f":"IF($H$734=Grid_Elec,IF($H$736='Pick Lists'!$C$269,J347,IF(OR($H$736='Pick Lists'!$C$271,$H$736='Pick Lists'!$C$277,$H$736='Pick Lists'!$C$278,$H$736='Pick Lists'!$C$278),$H$737,H764)),IF($H$734<>Grid_Elec,EEEmFact,\"\"))","v":0},"×","","/",{"$f":"IF(F829=\"\",\"\",Conversions!$D$81)","v":""},"=",{"$f":"IF($F$804=\"\",\"\",IF($J$238='Pick Lists'!$B$90,F829*L829,H829)*J829/N829)","v":""},null,null,null,{"$f":"AND(T$803,D829<=YearImpact,D829>=AdoptionYear)","v":false}]
[null,null,null,2036,null,{"$f":"IF($J$238=\"\",\"\",IF(EEEnterDefault2='Pick Lists'!$B$265,IF(L279='Pick Lists'!$B$64,J279*Conversions!$E$51,J279),IF($L$248='Pick Lists'!$B$64,DataProjection!C260/Conversions!$F$90,DataProjection!C260)))","v":""},"=",{"$f":"IF(F830=\"\",\"\",IF(F830=\"\",\"\",IF(OR($F$803='Pick Lists'!$B$63,$F$803='Pick Lists'!$B$64),F830*Conversions!$K$50,F830*IF($F$803='Pick Lists'!$B$17,Conversions!$K$56,VLOOKUP(VLOOKUP($J$238,'Pick Lists'!$B$92:$C$146,2,FALSE),'Fuel EFs'!$B$7:$X$59,14+MATCH($F$803,'Pick Lists'!$B$17:$B$25,0),FALSE)))))","v":""},"×",{"$f":"IF($H$734=Grid_Elec,IF($H$736='Pick Lists'!$C$269,J348,IF(OR($H$736='Pick Lists'!$C$271,$H$736='Pick Lists'!$C$277,$H$736='Pick Lists'!$C$278,$H$736='Pick Lists'!$C$278),$H$737,H765)),IF($H$734<>Grid_Elec,EEEmFact,\"\"))","v":0},"×","","/",{"$f":"IF(F830=\"\",\"\",Conversions!$D$81)","v":""},"=",{"$f":"IF($F$804=\"\",\"\",IF($J$238='Pick Lists'!$B$90,F830*L830,H830)*J830/N830)","v":""},null,null,null,{"$f":"AND(T$803,D830<=YearImpact,D830>=AdoptionYear)","v":false}]
[null,null,null,2037,null,{"$f":"IF($J$238=\"\",\"\",IF(EEEnterDefault2='Pick Lists'!$B$265,IF(L280='Pick Lists'!$B$64,J280*Conversions!$E$51,J280),IF($L$248='Pick Lists'!$B$64,DataProjection!C261/Conversions!$F$90,DataProjection!C261)))","v":""},"=",{"$f":"IF(F831=\"\",\"\",IF(F831=\"\",\"\",IF(OR($F$803='Pick Lists'!$B$63,$F$803='Pick Lists'!$B$64),F831*Conversions!$K$50,F831*IF($F$803='Pick Lists'!$B$17,Conversions!$K$56,VLOOKUP(VLOOKUP($J$238,'Pick Lists'!$B$92:$C$146,2,FALSE),'Fuel EFs'!$B$7:$X$59,14+MATCH($F$803,'Pick Lists'!$B$17:$B$25,0),FALSE)))))","v":""},"×",{"$f":"IF($H$734=Grid_Elec,IF($H$736='Pick Lists'!$C$269,J349,IF(OR($H$736='Pick Lists'!$C$271,$H$736='Pick Lists'!$C$277,$H$736='Pick Lists'!$C$278,$H$736='Pick Lists'!$C$278),$H$737,H766)),IF($H$734<>Grid_Elec,EEEmFact,\"\"))","v":0},"×","","/",{"$f":"IF(F831=\"\",\"\",Conversions!$D$81)","v":""},"=",{"$f":"IF($F$804=\"\",\"\",IF($J$238='Pick Lists'!$B$90,F831*L831,H831)*J831/N831)","v":""},null,null,null,{"$f":"AND(T$803,D831<=YearImpact,D831>=AdoptionYear)","v":false}]
[null,null,null,2038,null,{"$f":"IF($J$238=\"\",\"\",IF(EEEnterDefault2='Pick Lists'!$B$265,IF(L281='Pick Lists'!$B$64,J281*Conversions!$E$51,J281),IF($L$248='Pick Lists'!$B$64,DataProjection!C262/Conversions!$F$90,DataProjection!C262)))","v":""},"=",{"$f":"IF(F832=\"\",\"\",IF(F832=\"\",\"\",IF(OR($F$803='Pick Lists'!$B$63,$F$803='Pick Lists'!$B$64),F832*Conversions!$K$50,F832*IF($F$803='Pick Lists'!$B$17,Conversions!$K$56,VLOOKUP(VLOOKUP($J$238,'Pick Lists'!$B$92:$C$146,2,FALSE),'Fuel EFs'!$B$7:$X$59,14+MATCH($F$803,'Pick Lists'!$B$17:$B$25,0),FALSE)))))","v":""},"×",{"$f":"IF($H$734=Grid_Elec,IF($H$736='Pick Lists'!$C$269,J350,IF(OR($H$736='Pick Lists'!$C$271,$H$736='Pick Lists'!$C$277,$H$736='Pick Lists'!$C$278,$H$736='Pick Lists'!$C$278),$H$737,H767)),IF($H$734<>Grid_Elec,EEEmFact,\"\"))","v":0},"×","","/",{"$f":"IF(F832=\"\",\"\",Conversions!$D$81)","v":""},"=",{"$f":"IF($F$804=\"\",\"\",IF($J$238='Pick Lists'!$B$90,F832*L832,H832)*J832/N832)","v":""},null,null,null,{"$f":"AND(T$803,D832<=YearImpact,D832>=AdoptionYear)","v":false}]
[null,null,null,2039,null,{"$f":"IF($J$238=\"\",\"\",IF(EEEnterDefault2='Pick Lists'!$B$265,IF(L282='Pick Lists'!$B$64,J282*Conversions!$E$51,J282),IF($L$248='Pick Lists'!$B$64,DataProjection!C263/Conversions!$F$90,DataProjection!C263)))","v":""},"=",{"$f":"IF(F833=\"\",\"\",IF(F833=\"\",\"\",IF(OR($F$803='Pick Lists'!$B$63,$F$803='Pick Lists'!$B$64),F833*Conversions!$K$50,F833*IF($F$803='Pick Lists'!$B$17,Conversions!$K$56,VLOOKUP(VLOOKUP($J$238,'Pick Lists'!$B$92:$C$146,2,FALSE),'Fuel EFs'!$B$7:$X$59,14+MATCH($F$803,'Pick Lists'!$B$17:$B$25,0),FALSE)))))","v":""},"×",{"$f":"IF($H$734=Grid_Elec,IF($H$736='Pick Lists'!$C$269,J351,IF(OR($H$736='Pick Lists'!$C$271,$H$736='Pick Lists'!$C$277,$H$736='Pick Lists'!$C$278,$H$736='Pick Lists'!$C$278),$H$737,H768)),IF($H$734<>Grid_Elec,EEEmFact,\"\"))","v":0},"×","","/",{"$f":"IF(F833=\"\",\"\",Conversions!$D$81)","v":""},"=",{"$f":"IF($F$804=\"\",\"\",IF($J$238='Pick Lists'!$B$90,F833*L833,H833)*J833/N833)","v":""},null,null,null,{"$f":"AND(T$803,D833<=YearImpact,D833>=AdoptionYear)","v":false}]
[null,null,null,2040,null,{"$f":"IF($J$238=\"\",\"\",IF(EEEnterDefault2='Pick Lists'!$B$265,IF(L283='Pick Lists'!$B$64,J283*Conversions!$E$51,J283),IF($L$248='Pick Lists'!$B$64,DataProjection!C264/Conversions!$F$90,DataProjection!C264)))","v":""},"=",{"$f":"IF(F834=\"\",\"\",IF(F834=\"\",\"\",IF(OR($F$803='Pick Lists'!$B$63,$F$803='Pick Lists'!$B$64),F834*Conversions!$K$50,F834*IF($F$803='Pick Lists'!$B$17,Conversions!$K$56,VLOOKUP(VLOOKUP($J$238,'Pick Lists'!$B$92:$C$146,2,FALSE),'Fuel EFs'!$B$7:$X$59,14+MATCH($F$803,'Pick Lists'!$B$17:$B$25,0),FALSE)))))","v":""},"×",{"$f":"IF($H$734=Grid_Elec,IF($H$736='Pick Lists'!$C$269,J352,IF(OR($H$736='Pick Lists'!$C$271,$H$736='Pick Lists'!$C$277,$H$736='Pick Lists'!$C$278,$H$736='Pick Lists'!$C$278),$H$737,H769)),IF($H$734<>Grid_Elec,EEEmFact,\"\"))","v":0},"×","","/",{"$f":"IF(F834=\"\",\"\",Conversions!$D$81)","v":""},"=",{"$f":"IF($F$804=\"\",\"\",IF($J$238='Pick Lists'!$B$90,F834*L834,H834)*J834/N834)","v":""},null,null,null,{"$f":"AND(T$803,D834<=YearImpact,D834>=AdoptionYear)","v":false}]
[null,null,null,2041,null,{"$f":"IF($J$238=\"\",\"\",IF(EEEnterDefault2='Pick Lists'!$B$265,IF(L284='Pick Lists'!$B$64,J284*Conversions!$E$51,J284),IF($L$248='Pick Lists'!$B$64,DataProjection!C265/Conversions!$F$90,DataProjection!C265)))","v":""},"=",{"$f":"IF(F835=\"\",\"\",IF(F835=\"\",\"\",IF(OR($F$803='Pick Lists'!$B$63,$F$803='Pick Lists'!$B$64),F835*Conversions!$K$50,F835*IF($F$803='Pick Lists'!$B$17,Conversions!$K$56,VLOOKUP(VLOOKUP($J$238,'Pick Lists'!$B$92:$C$146,2,FALSE),'Fuel EFs'!$B$7:$X$59,14+MATCH($F$803,'Pick Lists'!$B$17:$B$25,0),FALSE)))))","v":""},"×",{"$f":"IF($H$734=Grid_Elec,IF($H$736='Pick Lists'!$C$269,J353,IF(OR($H$736='Pick Lists'!$C$271,$H$736='Pick Lists'!$C$277,$H$736='Pick Lists'!$C$278,$H$736='Pick Lists'!$C$278),$H$737,H770)),IF($H$734<>Grid_Elec,EEEmFact,\"\"))","v":0},"×","","/",{"$f":"IF(F835=\"\",\"\",Conversions!$D$81)","v":""},"=",{"$f":"IF($F$804=\"\",\"\",IF($J$238='Pick Lists'!$B$90,F835*L835,H835)*J835/N835)","v":""},null,null,null,{"$f":"AND(T$803,D835<=YearImpact,D835>=AdoptionYear)","v":false}]
[null,null,null,2042,null,{"$f":"IF($J$238=\"\",\"\",IF(EEEnterDefault2='Pick Lists'!$B$265,IF(L285='Pick Lists'!$B$64,J285*Conversions!$E$51,J285),IF($L$248='Pick Lists'!$B$64,DataProjection!C266/Conversions!$F$90,DataProjection!C266)))","v":""},"=",{"$f":"IF(F836=\"\",\"\",IF(F836=\"\",\"\",IF(OR($F$803='Pick Lists'!$B$63,$F$803='Pick Lists'!$B$64),F836*Conversions!$K$50,F836*IF($F$803='Pick Lists'!$B$17,Conversions!$K$56,VLOOKUP(VLOOKUP($J$238,'Pick Lists'!$B$92:$C$146,2,FALSE),'Fuel EFs'!$B$7:$X$59,14+MATCH($F$803,'Pick Lists'!$B$17:$B$25,0),FALSE)))))","v":""},"×",{"$f":"IF($H$734=Grid_Elec,IF($H$736='Pick Lists'!$C$269,J354,IF(OR($H$736='Pick Lists'!$C$271,$H$736='Pick Lists'!$C$277,$H$736='Pick Lists'!$C$278,$H$736='Pick Lists'!$C$278),$H$737,H771)),IF($H$734<>Grid_Elec,EEEmFact,\"\"))","v":0},"×","","/",{"$f":"IF(F836=\"\",\"\",Conversions!$D$81)","v":""},"=",{"$f":"IF($F$804=\"\",\"\",IF($J$238='Pick Lists'!$B$90,F836*L836,H836)*J836/N836)","v":""},null,null,null,{"$f":"AND(T$803,D836<=YearImpact,D836>=AdoptionYear)","v":false}]
[null,null,null,2043,null,{"$f":"IF($J$238=\"\",\"\",IF(EEEnterDefault2='Pick Lists'!$B$265,IF(L286='Pick Lists'!$B$64,J286*Conversions!$E$51,J286),IF($L$248='Pick Lists'!$B$64,DataProjection!C267/Conversions!$F$90,DataProjection!C267)))","v":""},"=",{"$f":"IF(F837=\"\",\"\",IF(F837=\"\",\"\",IF(OR($F$803='Pick Lists'!$B$63,$F$803='Pick Lists'!$B$64),F837*Conversions!$K$50,F837*IF($F$803='Pick Lists'!$B$17,Conversions!$K$56,VLOOKUP(VLOOKUP($J$238,'Pick Lists'!$B$92:$C$146,2,FALSE),'Fuel EFs'!$B$7:$X$59,14+MATCH($F$803,'Pick Lists'!$B$17:$B$25,0),FALSE)))))","v":""},"×",{"$f":"IF($H$734=Grid_Elec,IF($H$736='Pick Lists'!$C$269,J355,IF(OR($H$736='Pick Lists'!$C$271,$H$736='Pick Lists'!$C$277,$H$736='Pick Lists'!$C$278,$H$736='Pick Lists'!$C$278),$H$737,H772)),IF($H$734<>Grid_Elec,EEEmFact,\"\"))","v":0},"×","","/",{"$f":"IF(F837=\"\",\"\",Conversions!$D$81)","v":""},"=",{"$f":"IF($F$804=\"\",\"\",IF($J$238='Pick Lists'!$B$90,F837*L837,H837)*J837/N837)","v":""},null,null,null,{"$f":"AND(T$803,D837<=YearImpact,D837>=AdoptionYear)","v":false}]
[null,null,null,2044,null,{"$f":"IF($J$238=\"\",\"\",IF(EEEnterDefault2='Pick Lists'!$B$265,IF(L287='Pick Lists'!$B$64,J287*Conversions!$E$51,J287),IF($L$248='Pick Lists'!$B$64,DataProjection!C268/Conversions!$F$90,DataProjection!C268)))","v":""},"=",{"$f":"IF(F838=\"\",\"\",IF(F838=\"\",\"\",IF(OR($F$803='Pick Lists'!$B$63,$F$803='Pick Lists'!$B$64),F838*Conversions!$K$50,F838*IF($F$803='Pick Lists'!$B$17,Conversions!$K$56,VLOOKUP(VLOOKUP($J$238,'Pick Lists'!$B$92:$C$146,2,FALSE),'Fuel EFs'!$B$7:$X$59,14+MATCH($F$803,'Pick Lists'!$B$17:$B$25,0),FALSE)))))","v":""},"×",{"$f":"IF($H$734=Grid_Elec,IF($H$736='Pick Lists'!$C$269,J356,IF(OR($H$736='Pick Lists'!$C$271,$H$736='Pick Lists'!$C$277,$H$736='Pick Lists'!$C$278,$H$736='Pick Lists'!$C$278),$H$737,H773)),IF($H$734<>Grid_Elec,EEEmFact,\"\"))","v":0},"×","","/",{"$f":"IF(F838=\"\",\"\",Conversions!$D$81)","v":""},"=",{"$f":"IF($F$804=\"\",\"\",IF($J$238='Pick Lists'!$B$90,F838*L838,H838)*J838/N838)","v":""},null,null,null,{"$f":"AND(T$803,D838<=YearImpact,D838>=AdoptionYear)","v":false}]
[null,null,null,2045,null,{"$f":"IF($J$238=\"\",\"\",IF(EEEnterDefault2='Pick Lists'!$B$265,IF(L288='Pick Lists'!$B$64,J288*Conversions!$E$51,J288),IF($L$248='Pick Lists'!$B$64,DataProjection!C269/Conversions!$F$90,DataProjection!C269)))","v":""},"=",{"$f":"IF(F839=\"\",\"\",IF(F839=\"\",\"\",IF(OR($F$803='Pick Lists'!$B$63,$F$803='Pick Lists'!$B$64),F839*Conversions!$K$50,F839*IF($F$803='Pick Lists'!$B$17,Conversions!$K$56,VLOOKUP(VLOOKUP($J$238,'Pick Lists'!$B$92:$C$146,2,FALSE),'Fuel EFs'!$B$7:$X$59,14+MATCH($F$803,'Pick Lists'!$B$17:$B$25,0),FALSE)))))","v":""},"×",{"$f":"IF($H$734=Grid_Elec,IF($H$736='Pick Lists'!$C$269,J357,IF(OR($H$736='Pick Lists'!$C$271,$H$736='Pick Lists'!$C$277,$H$736='Pick Lists'!$C$278,$H$736='Pick Lists'!$C$278),$H$737,H774)),IF($H$734<>Grid_Elec,EEEmFact,\"\"))","v":0},"×","","/",{"$f":"IF(F839=\"\",\"\",Conversions!$D$81)","v":""},"=",{"$f":"IF($F$804=\"\",\"\",IF($J$238='Pick Lists'!$B$90,F839*L839,H839)*J839/N839)","v":""},null,null,null,{"$f":"AND(T$803,D839<=YearImpact,D839>=AdoptionYear)","v":false}]
[null,null,null,2046,null,{"$f":"IF($J$238=\"\",\"\",IF(EEEnterDefault2='Pick Lists'!$B$265,IF(L289='Pick Lists'!$B$64,J289*Conversions!$E$51,J289),IF($L$248='Pick Lists'!$B$64,DataProjection!C270/Conversions!$F$90,DataProjection!C270)))","v":""},"=",{"$f":"IF(F840=\"\",\"\",IF(F840=\"\",\"\",IF(OR($F$803='Pick Lists'!$B$63,$F$803='Pick Lists'!$B$64),F840*Conversions!$K$50,F840*IF($F$803='Pick Lists'!$B$17,Conversions!$K$56,VLOOKUP(VLOOKUP($J$238,'Pick Lists'!$B$92:$C$146,2,FALSE),'Fuel EFs'!$B$7:$X$59,14+MATCH($F$803,'Pick Lists'!$B$17:$B$25,0),FALSE)))))","v":""},"×",{"$f":"IF($H$734=Grid_Elec,IF($H$736='Pick Lists'!$C$269,J358,IF(OR($H$736='Pick Lists'!$C$271,$H$736='Pick Lists'!$C$277,$H$736='Pick Lists'!$C$278,$H$736='Pick Lists'!$C$278),$H$737,H775)),IF($H$734<>Grid_Elec,EEEmFact,\"\"))","v":0},"×","","/",{"$f":"IF(F840=\"\",\"\",Conversions!$D$81)","v":""},"=",{"$f":"IF($F$804=\"\",\"\",IF($J$238='Pick Lists'!$B$90,F840*L840,H840)*J840/N840)","v":""},null,null,null,{"$f":"AND(T$803,D840<=YearImpact,D840>=AdoptionYear)","v":false}]
[null,null,null,2047,null,{"$f":"IF($J$238=\"\",\"\",IF(EEEnterDefault2='Pick Lists'!$B$265,IF(L290='Pick Lists'!$B$64,J290*Conversions!$E$51,J290),IF($L$248='Pick Lists'!$B$64,DataProjection!C271/Conversions!$F$90,DataProjection!C271)))","v":""},"=",{"$f":"IF(F841=\"\",\"\",IF(F841=\"\",\"\",IF(OR($F$803='Pick Lists'!$B$63,$F$803='Pick Lists'!$B$64),F841*Conversions!$K$50,F841*IF($F$803='Pick Lists'!$B$17,Conversions!$K$56,VLOOKUP(VLOOKUP($J$238,'Pick Lists'!$B$92:$C$146,2,FALSE),'Fuel EFs'!$B$7:$X$59,14+MATCH($F$803,'Pick Lists'!$B$17:$B$25,0),FALSE)))))","v":""},"×",{"$f":"IF($H$734=Grid_Elec,IF($H$736='Pick Lists'!$C$269,J359,IF(OR($H$736='Pick Lists'!$C$271,$H$736='Pick Lists'!$C$277,$H$736='Pick Lists'!$C$278,$H$736='Pick Lists'!$C$278),$H$737,H776)),IF($H$734<>Grid_Elec,EEEmFact,\"\"))","v":0},"×","","/",{"$f":"IF(F841=\"\",\"\",Conversions!$D$81)","v":""},"=",{"$f":"IF($F$804=\"\",\"\",IF($J$238='Pick Lists'!$B$90,F841*L841,H841)*J841/N841)","v":""},null,null,null,{"$f":"AND(T$803,D841<=YearImpact,D841>=AdoptionYear)","v":false}]
[null,null,null,2048,null,{"$f":"IF($J$238=\"\",\"\",IF(EEEnterDefault2='Pick Lists'!$B$265,IF(L291='Pick Lists'!$B$64,J291*Conversions!$E$51,J291),IF($L$248='Pick Lists'!$B$64,DataProjection!C272/Conversions!$F$90,DataProjection!C272)))","v":""},"=",{"$f":"IF(F842=\"\",\"\",IF(F842=\"\",\"\",IF(OR($F$803='Pick Lists'!$B$63,$F$803='Pick Lists'!$B$64),F842*Conversions!$K$50,F842*IF($F$803='Pick Lists'!$B$17,Conversions!$K$56,VLOOKUP(VLOOKUP($J$238,'Pick Lists'!$B$92:$C$146,2,FALSE),'Fuel EFs'!$B$7:$X$59,14+MATCH($F$803,'Pick Lists'!$B$17:$B$25,0),FALSE)))))","v":""},"×",{"$f":"IF($H$734=Grid_Elec,IF($H$736='Pick Lists'!$C$269,J360,IF(OR($H$736='Pick Lists'!$C$271,$H$736='Pick Lists'!$C$277,$H$736='Pick Lists'!$C$278,$H$736='Pick Lists'!$C$278),$H$737,H777)),IF($H$734<>Grid_Elec,EEEmFact,\"\"))","v":0},"×","","/",{"$f":"IF(F842=\"\",\"\",Conversions!$D$81)","v":""},"=",{"$f":"IF($F$804=\"\",\"\",IF($J$238='Pick Lists'!$B$90,F842*L842,H842)*J842/N842)","v":""},null,null,null,{"$f":"AND(T$803,D842<=YearImpact,D842>=AdoptionYear)","v":false}]
[null,null,null,2049,null,{"$f":"IF($J$238=\"\",\"\",IF(EEEnterDefault2='Pick Lists'!$B$265,IF(L292='Pick Lists'!$B$64,J292*Conversions!$E$51,J292),IF($L$248='Pick Lists'!$B$64,DataProjection!C273/Conversions!$F$90,DataProjection!C273)))","v":""},"=",{"$f":"IF(F843=\"\",\"\",IF(F843=\"\",\"\",IF(OR($F$803='Pick Lists'!$B$63,$F$803='Pick Lists'!$B$64),F843*Conversions!$K$50,F843*IF($F$803='Pick Lists'!$B$17,Conversions!$K$56,VLOOKUP(VLOOKUP($J$238,'Pick Lists'!$B$92:$C$146,2,FALSE),'Fuel EFs'!$B$7:$X$59,14+MATCH($F$803,'Pick Lists'!$B$17:$B$25,0),FALSE)))))","v":""},"×",{"$f":"IF($H$734=Grid_Elec,IF($H$736='Pick Lists'!$C$269,J361,IF(OR($H$736='Pick Lists'!$C$271,$H$736='Pick Lists'!$C$277,$H$736='Pick Lists'!$C$278,$H$736='Pick Lists'!$C$278),$H$737,H778)),IF($H$734<>Grid_Elec,EEEmFact,\"\"))","v":0},"×","","/",{"$f":"IF(F843=\"\",\"\",Conversions!$D$81)","v":""},"=",{"$f":"IF($F$804=\"\",\"\",IF($J$238='Pick Lists'!$B$90,F843*L843,H843)*J843/N843)","v":""},null,null,null,{"$f":"AND(T$803,D843<=YearImpact,D843>=AdoptionYear)","v":false}]
[null,null,null,2050,null,{"$f":"IF($J$238=\"\",\"\",IF(EEEnterDefault2='Pick Lists'!$B$265,IF(L293='Pick Lists'!$B$64,J293*Conversions!$E$51,J293),IF($L$248='Pick Lists'!$B$64,DataProjection!C274/Conversions!$F$90,DataProjection!C274)))","v":""},"=",{"$f":"IF(F844=\"\",\"\",IF(F844=\"\",\"\",IF(OR($F$803='Pick Lists'!$B$63,$F$803='Pick Lists'!$B$64),F844*Conversions!$K$50,F844*IF($F$803='Pick Lists'!$B$17,Conversions!$K$56,VLOOKUP(VLOOKUP($J$238,'Pick Lists'!$B$92:$C$146,2,FALSE),'Fuel EFs'!$B$7:$X$59,14+MATCH($F$803,'Pick Lists'!$B$17:$B$25,0),FALSE)))))","v":""},"×",{"$f":"IF($H$734=Grid_Elec,IF($H$736='Pick Lists'!$C$269,J362,IF(OR($H$736='Pick Lists'!$C$271,$H$736='Pick Lists'!$C$277,$H$736='Pick Lists'!$C$278,$H$736='Pick Lists'!$C$278),$H$737,H779)),IF($H$734<>Grid_Elec,EEEmFact,\"\"))","v":0},"×",{"$f":"IF(F844=\"\",\"\",IF(GridLossEE=\"NA\",\"NA\",1/(1-GridLossEE)))","v":""},"/",{"$f":"IF(F844=\"\",\"\",Conversions!$D$81)","v":""},"=",{"$f":"IF($F$804=\"\",\"\",IF($J$238='Pick Lists'!$B$90,F844*L844,H844)*J844/N844)","v":""},null,null,null,{"$f":"AND(T$803,D844<=YearImpact,D844>=AdoptionYear)","v":false}]
[null,null,null,2051,null,{"$f":"IF($J$238=\"\",\"\",IF(EEEnterDefault2='Pick Lists'!$B$265,IF(L294='Pick Lists'!$B$64,J294*Conversions!$E$51,J294),IF($L$248='Pick Lists'!$B$64,DataProjection!C275/Conversions!$F$90,DataProjection!C275)))","v":""},"=",{"$f":"IF(F845=\"\",\"\",IF(F845=\"\",\"\",IF(OR($F$803='Pick Lists'!$B$63,$F$803='Pick Lists'!$B$64),F845*Conversions!$K$50,F845*IF($F$803='Pick Lists'!$B$17,Conversions!$K$56,VLOOKUP(VLOOKUP($J$238,'Pick Lists'!$B$92:$C$146,2,FALSE),'Fuel EFs'!$B$7:$X$59,14+MATCH($F$803,'Pick Lists'!$B$17:$B$25,0),FALSE)))))","v":""},"×",{"$f":"IF($H$734=Grid_Elec,IF($H$736='Pick Lists'!$C$269,J363,IF(OR($H$736='Pick Lists'!$C$271,$H$736='Pick Lists'!$C$277,$H$736='Pick Lists'!$C$278,$H$736='Pick Lists'!$C$278),$H$737,H780)),IF($H$734<>Grid_Elec,EEEmFact,\"\"))","v":0},"×","","/",{"$f":"IF(F845=\"\",\"\",Conversions!$D$81)","v":""},"=",{"$f":"IF($F$804=\"\",\"\",IF($J$238='Pick Lists'!$B$90,F845*L845,H845)*J845/N845)","v":""},null,null,null,{"$f":"AND(T$803,D845<=YearImpact,D845>=AdoptionYear)","v":false}]
[null,null,null,2052,null,{"$f":"IF($J$238=\"\",\"\",IF(EEEnterDefault2='Pick Lists'!$B$265,IF(L295='Pick Lists'!$B$64,J295*Conversions!$E$51,J295),IF($L$248='Pick Lists'!$B$64,DataProjection!C276/Conversions!$F$90,DataProjection!C276)))","v":""},"=",{"$f":"IF(F846=\"\",\"\",IF(F846=\"\",\"\",IF(OR($F$803='Pick Lists'!$B$63,$F$803='Pick Lists'!$B$64),F846*Conversions!$K$50,F846*IF($F$803='Pick Lists'!$B$17,Conversions!$K$56,VLOOKUP(VLOOKUP($J$238,'Pick Lists'!$B$92:$C$146,2,FALSE),'Fuel EFs'!$B$7:$X$59,14+MATCH($F$803,'Pick Lists'!$B$17:$B$25,0),FALSE)))))","v":""},"×",{"$f":"IF($H$734=Grid_Elec,IF($H$736='Pick Lists'!$C$269,J364,IF(OR($H$736='Pick Lists'!$C$271,$H$736='Pick Lists'!$C$277,$H$736='Pick Lists'!$C$278,$H$736='Pick Lists'!$C$278),$H$737,H781)),IF($H$734<>Grid_Elec,EEEmFact,\"\"))","v":0},"×","","/",{"$f":"IF(F846=\"\",\"\",Conversions!$D$81)","v":""},"=",{"$f":"IF($F$804=\"\",\"\",IF($J$238='Pick Lists'!$B$90,F846*L846,H846)*J846/N846)","v":""},null,null,null,{"$f":"AND(T$803,D846<=YearImpact,D846>=AdoptionYear)","v":false}]
[null,null,null,2053,null,{"$f":"IF($J$238=\"\",\"\",IF(EEEnterDefault2='Pick Lists'!$B$265,IF(L296='Pick Lists'!$B$64,J296*Conversions!$E$51,J296),IF($L$248='Pick Lists'!$B$64,DataProjection!C277/Conversions!$F$90,DataProjection!C277)))","v":""},"=",{"$f":"IF(F847=\"\",\"\",IF(F847=\"\",\"\",IF(OR($F$803='Pick Lists'!$B$63,$F$803='Pick Lists'!$B$64),F847*Conversions!$K$50,F847*IF($F$803='Pick Lists'!$B$17,Conversions!$K$56,VLOOKUP(VLOOKUP($J$238,'Pick Lists'!$B$92:$C$146,2,FALSE),'Fuel EFs'!$B$7:$X$59,14+MATCH($F$803,'Pick Lists'!$B$17:$B$25,0),FALSE)))))","v":""},"×",{"$f":"IF($H$734=Grid_Elec,IF($H$736='Pick Lists'!$C$269,J365,IF(OR($H$736='Pick Lists'!$C$271,$H$736='Pick Lists'!$C$277,$H$736='Pick Lists'!$C$278,$H$736='Pick Lists'!$C$278),$H$737,H782)),IF($H$734<>Grid_Elec,EEEmFact,\"\"))","v":0},"×","","/",{"$f":"IF(F847=\"\",\"\",Conversions!$D$81)","v":""},"=",{"$f":"IF($F$804=\"\",\"\",IF($J$238='Pick Lists'!$B$90,F847*L847,H847)*J847/N847)","v":""},null,null,null,{"$f":"AND(T$803,D847<=YearImpact,D847>=AdoptionYear)","v":false}]
[null,null,null,2054,null,{"$f":"IF($J$238=\"\",\"\",IF(EEEnterDefault2='Pick Lists'!$B$265,IF(L297='Pick Lists'!$B$64,J297*Conversions!$E$51,J297),IF($L$248='Pick Lists'!$B$64,DataProjection!C278/Conversions!$F$90,DataProjection!C278)))","v":""},"=",{"$f":"IF(F848=\"\",\"\",IF(F848=\"\",\"\",IF(OR($F$803='Pick Lists'!$B$63,$F$803='Pick Lists'!$B$64),F848*Conversions!$K$50,F848*IF($F$803='Pick Lists'!$B$17,Conversions!$K$56,VLOOKUP(VLOOKUP($J$238,'Pick Lists'!$B$92:$C$146,2,FALSE),'Fuel EFs'!$B$7:$X$59,14+MATCH($F$803,'Pick Lists'!$B$17:$B$25,0),FALSE)))))","v":""},"×",{"$f":"IF($H$734=Grid_Elec,IF($H$736='Pick Lists'!$C$269,J366,IF(OR($H$736='Pick Lists'!$C$271,$H$736='Pick Lists'!$C$277,$H$736='Pick Lists'!$C$278,$H$736='Pick Lists'!$C$278),$H$737,H783)),IF($H$734<>Grid_Elec,EEEmFact,\"\"))","v":0},"×","","/",{"$f":"IF(F848=\"\",\"\",Conversions!$D$81)","v":""},"=",{"$f":"IF($F$804=\"\",\"\",IF($J$238='Pick Lists'!$B$90,F848*L848,H848)*J848/N848)","v":""},null,null,null,{"$f":"AND(T$803,D848<=YearImpact,D848>=AdoptionYear)","v":false}]
[null,null,null,2055,null,{"$f":"IF($J$238=\"\",\"\",IF(EEEnterDefault2='Pick Lists'!$B$265,IF(L298='Pick Lists'!$B$64,J298*Conversions!$E$51,J298),IF($L$248='Pick Lists'!$B$64,DataProjection!C279/Conversions!$F$90,DataProjection!C279)))","v":""},"=",{"$f":"IF(F849=\"\",\"\",IF(F849=\"\",\"\",IF(OR($F$803='Pick Lists'!$B$63,$F$803='Pick Lists'!$B$64),F849*Conversions!$K$50,F849*IF($F$803='Pick Lists'!$B$17,Conversions!$K$56,VLOOKUP(VLOOKUP($J$238,'Pick Lists'!$B$92:$C$146,2,FALSE),'Fuel EFs'!$B$7:$X$59,14+MATCH($F$803,'Pick Lists'!$B$17:$B$25,0),FALSE)))))","v":""},"×",{"$f":"IF($H$734=Grid_Elec,IF($H$736='Pick Lists'!$C$269,J367,IF(OR($H$736='Pick Lists'!$C$271,$H$736='Pick Lists'!$C$277,$H$736='Pick Lists'!$C$278,$H$736='Pick Lists'!$C$278),$H$737,H784)),IF($H$734<>Grid_Elec,EEEmFact,\"\"))","v":0},"×","","/",{"$f":"IF(F849=\"\",\"\",Conversions!$D$81)","v":""},"=",{"$f":"IF($F$804=\"\",\"\",IF($J$238='Pick Lists'!$B$90,F849*L849,H849)*J849/N849)","v":""},null,null,null,{"$f":"AND(T$803,D849<=YearImpact,D849>=AdoptionYear)","v":false}]
[null,null,null,2056,null,{"$f":"IF($J$238=\"\",\"\",IF(EEEnterDefault2='Pick Lists'!$B$265,IF(L299='Pick Lists'!$B$64,J299*Conversions!$E$51,J299),IF($L$248='Pick Lists'!$B$64,DataProjection!C280/Conversions!$F$90,DataProjection!C280)))","v":""},"=",{"$f":"IF(F850=\"\",\"\",IF(F850=\"\",\"\",IF(OR($F$803='Pick Lists'!$B$63,$F$803='Pick Lists'!$B$64),F850*Conversions!$K$50,F850*IF($F$803='Pick Lists'!$B$17,Conversions!$K$56,VLOOKUP(VLOOKUP($J$238,'Pick Lists'!$B$92:$C$146,2,FALSE),'Fuel EFs'!$B$7:$X$59,14+MATCH($F$803,'Pick Lists'!$B$17:$B$25,0),FALSE)))))","v":""},"×",{"$f":"IF($H$734=Grid_Elec,IF($H$736='Pick Lists'!$C$269,J368,IF(OR($H$736='Pick Lists'!$C$271,$H$736='Pick Lists'!$C$277,$H$736='Pick Lists'!$C$278,$H$736='Pick Lists'!$C$278),$H$737,H785)),IF($H$734<>Grid_Elec,EEEmFact,\"\"))","v":0},"×","","/",{"$f":"IF(F850=\"\",\"\",Conversions!$D$81)","v":""},"=",{"$f":"IF($F$804=\"\",\"\",IF($J$238='Pick Lists'!$B$90,F850*L850,H850)*J850/N850)","v":""},null,null,null,{"$f":"AND(T$803,D850<=YearImpact,D850>=AdoptionYear)","v":false}]
[null,null,null,2057,null,{"$f":"IF($J$238=\"\",\"\",IF(EEEnterDefault2='Pick Lists'!$B$265,IF(L300='Pick Lists'!$B$64,J300*Conversions!$E$51,J300),IF($L$248='Pick Lists'!$B$64,DataProjection!C281/Conversions!$F$90,DataProjection!C281)))","v":""},"=",{"$f":"IF(F851=\"\",\"\",IF(F851=\"\",\"\",IF(OR($F$803='Pick Lists'!$B$63,$F$803='Pick Lists'!$B$64),F851*Conversions!$K$50,F851*IF($F$803='Pick Lists'!$B$17,Conversions!$K$56,VLOOKUP(VLOOKUP($J$238,'Pick Lists'!$B$92:$C$146,2,FALSE),'Fuel EFs'!$B$7:$X$59,14+MATCH($F$803,'Pick Lists'!$B$17:$B$25,0),FALSE)))))","v":""},"×",{"$f":"IF($H$734=Grid_Elec,IF($H$736='Pick Lists'!$C$269,J369,IF(OR($H$736='Pick Lists'!$C$271,$H$736='Pick Lists'!$C$277,$H$736='Pick Lists'!$C$278,$H$736='Pick Lists'!$C$278),$H$737,H786)),IF($H$734<>Grid_Elec,EEEmFact,\"\"))","v":0},"×","","/",{"$f":"IF(F851=\"\",\"\",Conversions!$D$81)","v":""},"=",{"$f":"IF($F$804=\"\",\"\",IF($J$238='Pick Lists'!$B$90,F851*L851,H851)*J851/N851)","v":""},null,null,null,{"$f":"AND(T$803,D851<=YearImpact,D851>=AdoptionYear)","v":false}]
[null,null,null,2058,null,{"$f":"IF($J$238=\"\",\"\",IF(EEEnterDefault2='Pick Lists'!$B$265,IF(L301='Pick Lists'!$B$64,J301*Conversions!$E$51,J301),IF($L$248='Pick Lists'!$B$64,DataProjection!C282/Conversions!$F$90,DataProjection!C282)))","v":""},"=",{"$f":"IF(F852=\"\",\"\",IF(F852=\"\",\"\",IF(OR($F$803='Pick Lists'!$B$63,$F$803='Pick Lists'!$B$64),F852*Conversions!$K$50,F852*IF($F$803='Pick Lists'!$B$17,Conversions!$K$56,VLOOKUP(VLOOKUP($J$238,'Pick Lists'!$B$92:$C$146,2,FALSE),'Fuel EFs'!$B$7:$X$59,14+MATCH($F$803,'Pick Lists'!$B$17:$B$25,0),FALSE)))))","v":""},"×",{"$f":"IF($H$734=Grid_Elec,IF($H$736='Pick Lists'!$C$269,J370,IF(OR($H$736='Pick Lists'!$C$271,$H$736='Pick Lists'!$C$277,$H$736='Pick Lists'!$C$278,$H$736='Pick Lists'!$C$278),$H$737,H787)),IF($H$734<>Grid_Elec,EEEmFact,\"\"))","v":0},"×","","/",{"$f":"IF(F852=\"\",\"\",Conversions!$D$81)","v":""},"=",{"$f":"IF($F$804=\"\",\"\",IF($J$238='Pick Lists'!$B$90,F852*L852,H852)*J852/N852)","v":""},null,null,null,{"$f":"AND(T$803,D852<=YearImpact,D852>=AdoptionYear)","v":false}]
[null,null,null,2059,null,{"$f":"IF($J$238=\"\",\"\",IF(EEEnterDefault2='Pick Lists'!$B$265,IF(L302='Pick Lists'!$B$64,J302*Conversions!$E$51,J302),IF($L$248='Pick Lists'!$B$64,DataProjection!C283/Conversions!$F$90,DataProjection!C283)))","v":""},"=",{"$f":"IF(F853=\"\",\"\",IF(F853=\"\",\"\",IF(OR($F$803='Pick Lists'!$B$63,$F$803='Pick Lists'!$B$64),F853*Conversions!$K$50,F853*IF($F$803='Pick Lists'!$B$17,Conversions!$K$56,VLOOKUP(VLOOKUP($J$238,'Pick Lists'!$B$92:$C$146,2,FALSE),'Fuel EFs'!$B$7:$X$59,14+MATCH($F$803,'Pick Lists'!$B$17:$B$25,0),FALSE)))))","v":""},"×",{"$f":"IF($H$734=Grid_Elec,IF($H$736='Pick Lists'!$C$269,J371,IF(OR($H$736='Pick Lists'!$C$271,$H$736='Pick Lists'!$C$277,$H$736='Pick Lists'!$C$278,$H$736='Pick Lists'!$C$278),$H$737,H788)),IF($H$734<>Grid_Elec,EEEmFact,\"\"))","v":0},"×","","/",{"$f":"IF(F853=\"\",\"\",Conversions!$D$81)","v":""},"=",{"$f":"IF($F$804=\"\",\"\",IF($J$238='Pick Lists'!$B$90,F853*L853,H853)*J853/N853)","v":""},null,null,null,{"$f":"AND(T$803,D853<=YearImpact,D853>=AdoptionYear)","v":false}]
[null,null,null,2060,null,{"$f":"IF($J$238=\"\",\"\",IF(EEEnterDefault2='Pick Lists'!$B$265,IF(L303='Pick Lists'!$B$64,J303*Conversions!$E$51,J303),IF($L$248='Pick Lists'!$B$64,DataProjection!C284/Conversions!$F$90,DataProjection!C284)))","v":""},"=",{"$f":"IF(F854=\"\",\"\",IF(F854=\"\",\"\",IF(OR($F$803='Pick Lists'!$B$63,$F$803='Pick Lists'!$B$64),F854*Conversions!$K$50,F854*IF($F$803='Pick Lists'!$B$17,Conversions!$K$56,VLOOKUP(VLOOKUP($J$238,'Pick Lists'!$B$92:$C$146,2,FALSE),'Fuel EFs'!$B$7:$X$59,14+MATCH($F$803,'Pick Lists'!$B$17:$B$25,0),FALSE)))))","v":""},"×",{"$f":"IF($H$734=Grid_Elec,IF($H$736='Pick Lists'!$C$269,J372,IF(OR($H$736='Pick Lists'!$C$271,$H$736='Pick Lists'!$C$277,$H$736='Pick Lists'!$C$278,$H$736='Pick Lists'!$C$278),$H$737,H789)),IF($H$734<>Grid_Elec,EEEmFact,\"\"))","v":0},"×","","/",{"$f":"IF(F854=\"\",\"\",Conversions!$D$81)","v":""},"=",{"$f":"IF($F$804=\"\",\"\",IF($J$238='Pick Lists'!$B$90,F854*L854,H854)*J854/N854)","v":""},null,null,null,{"$f":"AND(T$803,D854<=YearImpact,D854>=AdoptionYear)","v":false}]
[null,null,null,2061,null,{"$f":"IF($J$238=\"\",\"\",IF(EEEnterDefault2='Pick Lists'!$B$265,IF(L304='Pick Lists'!$B$64,J304*Conversions!$E$51,J304),IF($L$248='Pick Lists'!$B$64,DataProjection!C285/Conversions!$F$90,DataProjection!C285)))","v":""},"=",{"$f":"IF(F855=\"\",\"\",IF(F855=\"\",\"\",IF(OR($F$803='Pick Lists'!$B$63,$F$803='Pick Lists'!$B$64),F855*Conversions!$K$50,F855*IF($F$803='Pick Lists'!$B$17,Conversions!$K$56,VLOOKUP(VLOOKUP($J$238,'Pick Lists'!$B$92:$C$146,2,FALSE),'Fuel EFs'!$B$7:$X$59,14+MATCH($F$803,'Pick Lists'!$B$17:$B$25,0),FALSE)))))","v":""},"×",{"$f":"IF($H$734=Grid_Elec,IF($H$736='Pick Lists'!$C$269,J373,IF(OR($H$736='Pick Lists'!$C$271,$H$736='Pick Lists'!$C$277,$H$736='Pick Lists'!$C$278,$H$736='Pick Lists'!$C$278),$H$737,H790)),IF($H$734<>Grid_Elec,EEEmFact,\"\"))","v":0},"×","","/",{"$f":"IF(F855=\"\",\"\",Conversions!$D$81)","v":""},"=",{"$f":"IF($F$804=\"\",\"\",IF($J$238='Pick Lists'!$B$90,F855*L855,H855)*J855/N855)","v":""},null,null,null,{"$f":"AND(T$803,D855<=YearImpact,D855>=AdoptionYear)","v":false}]
[null,null,null,2062,null,{"$f":"IF($J$238=\"\",\"\",IF(EEEnterDefault2='Pick Lists'!$B$265,IF(L305='Pick Lists'!$B$64,J305*Conversions!$E$51,J305),IF($L$248='Pick Lists'!$B$64,DataProjection!C286/Conversions!$F$90,DataProjection!C286)))","v":""},"=",{"$f":"IF(F856=\"\",\"\",IF(F856=\"\",\"\",IF(OR($F$803='Pick Lists'!$B$63,$F$803='Pick Lists'!$B$64),F856*Conversions!$K$50,F856*IF($F$803='Pick Lists'!$B$17,Conversions!$K$56,VLOOKUP(VLOOKUP($J$238,'Pick Lists'!$B$92:$C$146,2,FALSE),'Fuel EFs'!$B$7:$X$59,14+MATCH($F$803,'Pick Lists'!$B$17:$B$25,0),FALSE)))))","v":""},"×",{"$f":"IF($H$734=Grid_Elec,IF($H$736='Pick Lists'!$C$269,J374,IF(OR($H$736='Pick Lists'!$C$271,$H$736='Pick Lists'!$C$277,$H$736='Pick Lists'!$C$278,$H$736='Pick Lists'!$C$278),$H$737,H791)),IF($H$734<>Grid_Elec,EEEmFact,\"\"))","v":0},"×","","/",{"$f":"IF(F856=\"\",\"\",Conversions!$D$81)","v":""},"=",{"$f":"IF($F$804=\"\",\"\",IF($J$238='Pick Lists'!$B$90,F856*L856,H856)*J856/N856)","v":""},null,null,null,{"$f":"AND(T$803,D856<=YearImpact,D856>=AdoptionYear)","v":false}]
[null,null,null,2063,null,{"$f":"IF($J$238=\"\",\"\",IF(EEEnterDefault2='Pick Lists'!$B$265,IF(L306='Pick Lists'!$B$64,J306*Conversions!$E$51,J306),IF($L$248='Pick Lists'!$B$64,DataProjection!C287/Conversions!$F$90,DataProjection!C287)))","v":""},"=",{"$f":"IF(F857=\"\",\"\",IF(F857=\"\",\"\",IF(OR($F$803='Pick Lists'!$B$63,$F$803='Pick Lists'!$B$64),F857*Conversions!$K$50,F857*IF($F$803='Pick Lists'!$B$17,Conversions!$K$56,VLOOKUP(VLOOKUP($J$238,'Pick Lists'!$B$92:$C$146,2,FALSE),'Fuel EFs'!$B$7:$X$59,14+MATCH($F$803,'Pick Lists'!$B$17:$B$25,0),FALSE)))))","v":""},"×",{"$f":"IF($H$734=Grid_Elec,IF($H$736='Pick Lists'!$C$269,J375,IF(OR($H$736='Pick Lists'!$C$271,$H$736='Pick Lists'!$C$277,$H$736='Pick Lists'!$C$278,$H$736='Pick Lists'!$C$278),$H$737,H792)),IF($H$734<>Grid_Elec,EEEmFact,\"\"))","v":0},"×","","/",{"$f":"IF(F857=\"\",\"\",Conversions!$D$81)","v":""},"=",{"$f":"IF($F$804=\"\",\"\",IF($J$238='Pick Lists'!$B$90,F857*L857,H857)*J857/N857)","v":""},null,null,null,{"$f":"AND(T$803,D857<=YearImpact,D857>=AdoptionYear)","v":false}]
[null,null,null,2064,null,{"$f":"IF($J$238=\"\",\"\",IF(EEEnterDefault2='Pick Lists'!$B$265,IF(L307='Pick Lists'!$B$64,J307*Conversions!$E$51,J307),IF($L$248='Pick Lists'!$B$64,DataProjection!C288/Conversions!$F$90,DataProjection!C288)))","v":""},"=",{"$f":"IF(F858=\"\",\"\",IF(F858=\"\",\"\",IF(OR($F$803='Pick Lists'!$B$63,$F$803='Pick Lists'!$B$64),F858*Conversions!$K$50,F858*IF($F$803='Pick Lists'!$B$17,Conversions!$K$56,VLOOKUP(VLOOKUP($J$238,'Pick Lists'!$B$92:$C$146,2,FALSE),'Fuel EFs'!$B$7:$X$59,14+MATCH($F$803,'Pick Lists'!$B$17:$B$25,0),FALSE)))))","v":""},"×",{"$f":"IF($H$734=Grid_Elec,IF($H$736='Pick Lists'!$C$269,J376,IF(OR($H$736='Pick Lists'!$C$271,$H$736='Pick Lists'!$C$277,$H$736='Pick Lists'!$C$278,$H$736='Pick Lists'!$C$278),$H$737,H793)),IF($H$734<>Grid_Elec,EEEmFact,\"\"))","v":0},"×","","/",{"$f":"IF(F858=\"\",\"\",Conversions!$D$81)","v":""},"=",{"$f":"IF($F$804=\"\",\"\",IF($J$238='Pick Lists'!$B$90,F858*L858,H858)*J858/N858)","v":""},null,null,null,{"$f":"AND(T$803,D858<=YearImpact,D858>=AdoptionYear)","v":false}]
[null,null,null,2065,null,{"$f":"IF($J$238=\"\",\"\",IF(EEEnterDefault2='Pick Lists'!$B$265,IF(L308='Pick Lists'!$B$64,J308*Conversions!$E$51,J308),IF($L$248='Pick Lists'!$B$64,DataProjection!C289/Conversions!$F$90,DataProjection!C289)))","v":""},"=",{"$f":"IF(F859=\"\",\"\",IF(F859=\"\",\"\",IF(OR($F$803='Pick Lists'!$B$63,$F$803='Pick Lists'!$B$64),F859*Conversions!$K$50,F859*IF($F$803='Pick Lists'!$B$17,Conversions!$K$56,VLOOKUP(VLOOKUP($J$238,'Pick Lists'!$B$92:$C$146,2,FALSE),'Fuel EFs'!$B$7:$X$59,14+MATCH($F$803,'Pick Lists'!$B$17:$B$25,0),FALSE)))))","v":""},"×",{"$f":"IF($H$734=Grid_Elec,IF($H$736='Pick Lists'!$C$269,J377,IF(OR($H$736='Pick Lists'!$C$271,$H$736='Pick Lists'!$C$277,$H$736='Pick Lists'!$C$278,$H$736='Pick Lists'!$C$278),$H$737,H794)),IF($H$734<>Grid_Elec,EEEmFact,\"\"))","v":0},"×","","/",{"$f":"IF(F859=\"\",\"\",Conversions!$D$81)","v":""},"=",{"$f":"IF($F$804=\"\",\"\",IF($J$238='Pick Lists'!$B$90,F859*L859,H859)*J859/N859)","v":""},null,null,null,{"$f":"AND(T$803,D859<=YearImpact,D859>=AdoptionYear)","v":false}]
[null,null,null,2066,null,{"$f":"IF($J$238=\"\",\"\",IF(EEEnterDefault2='Pick Lists'!$B$265,IF(L309='Pick Lists'!$B$64,J309*Conversions!$E$51,J309),IF($L$248='Pick Lists'!$B$64,DataProjection!C290/Conversions!$F$90,DataProjection!C290)))","v":""},"=",{"$f":"IF(F860=\"\",\"\",IF(F860=\"\",\"\",IF(OR($F$803='Pick Lists'!$B$63,$F$803='Pick Lists'!$B$64),F860*Conversions!$K$50,F860*IF($F$803='Pick Lists'!$B$17,Conversions!$K$56,VLOOKUP(VLOOKUP($J$238,'Pick Lists'!$B$92:$C$146,2,FALSE),'Fuel EFs'!$B$7:$X$59,14+MATCH($F$803,'Pick Lists'!$B$17:$B$25,0),FALSE)))))","v":""},"×",{"$f":"IF($H$734=Grid_Elec,IF($H$736='Pick Lists'!$C$269,J378,IF(OR($H$736='Pick Lists'!$C$271,$H$736='Pick Lists'!$C$277,$H$736='Pick Lists'!$C$278,$H$736='Pick Lists'!$C$278),$H$737,H795)),IF($H$734<>Grid_Elec,EEEmFact,\"\"))","v":0},"×","","/",{"$f":"IF(F860=\"\",\"\",Conversions!$D$81)","v":""},"=",{"$f":"IF($F$804=\"\",\"\",IF($J$238='Pick Lists'!$B$90,F860*L860,H860)*J860/N860)","v":""},null,null,null,{"$f":"AND(T$803,D860<=YearImpact,D860>=AdoptionYear)","v":false}]
[null,null,null,2067,null,{"$f":"IF($J$238=\"\",\"\",IF(EEEnterDefault2='Pick Lists'!$B$265,IF(L310='Pick Lists'!$B$64,J310*Conversions!$E$51,J310),IF($L$248='Pick Lists'!$B$64,DataProjection!C291/Conversions!$F$90,DataProjection!C291)))","v":""},"=",{"$f":"IF(F861=\"\",\"\",IF(F861=\"\",\"\",IF(OR($F$803='Pick Lists'!$B$63,$F$803='Pick Lists'!$B$64),F861*Conversions!$K$50,F861*IF($F$803='Pick Lists'!$B$17,Conversions!$K$56,VLOOKUP(VLOOKUP($J$238,'Pick Lists'!$B$92:$C$146,2,FALSE),'Fuel EFs'!$B$7:$X$59,14+MATCH($F$803,'Pick Lists'!$B$17:$B$25,0),FALSE)))))","v":""},"×",{"$f":"IF($H$734=Grid_Elec,IF($H$736='Pick Lists'!$C$269,J379,IF(OR($H$736='Pick Lists'!$C$271,$H$736='Pick Lists'!$C$277,$H$736='Pick Lists'!$C$278,$H$736='Pick Lists'!$C$278),$H$737,H796)),IF($H$734<>Grid_Elec,EEEmFact,\"\"))","v":0},"×","","/",{"$f":"IF(F861=\"\",\"\",Conversions!$D$81)","v":""},"=",{"$f":"IF($F$804=\"\",\"\",IF($J$238='Pick Lists'!$B$90,F861*L861,H861)*J861/N861)","v":""},null,null,null,{"$f":"AND(T$803,D861<=YearImpact,D861>=AdoptionYear)","v":false}]
[null,null,null,2068,null,{"$f":"IF($J$238=\"\",\"\",IF(EEEnterDefault2='Pick Lists'!$B$265,IF(L311='Pick Lists'!$B$64,J311*Conversions!$E$51,J311),IF($L$248='Pick Lists'!$B$64,DataProjection!C292/Conversions!$F$90,DataProjection!C292)))","v":""},"=",{"$f":"IF(F862=\"\",\"\",IF(F862=\"\",\"\",IF(OR($F$803='Pick Lists'!$B$63,$F$803='Pick Lists'!$B$64),F862*Conversions!$K$50,F862*IF($F$803='Pick Lists'!$B$17,Conversions!$K$56,VLOOKUP(VLOOKUP($J$238,'Pick Lists'!$B$92:$C$146,2,FALSE),'Fuel EFs'!$B$7:$X$59,14+MATCH($F$803,'Pick Lists'!$B$17:$B$25,0),FALSE)))))","v":""},"×",{"$f":"IF($H$734=Grid_Elec,IF($H$736='Pick Lists'!$C$269,J380,IF(OR($H$736='Pick Lists'!$C$271,$H$736='Pick Lists'!$C$277,$H$736='Pick Lists'!$C$278,$H$736='Pick Lists'!$C$278),$H$737,H797)),IF($H$734<>Grid_Elec,EEEmFact,\"\"))","v":0},"×","","/",{"$f":"IF(F862=\"\",\"\",Conversions!$D$81)","v":""},"=",{"$f":"IF($F$804=\"\",\"\",IF($J$238='Pick Lists'!$B$90,F862*L862,H862)*J862/N862)","v":""},null,null,null,{"$f":"AND(T$803,D862<=YearImpact,D862>=AdoptionYear)","v":false}]
[null,null,null,2069,null,{"$f":"IF($J$238=\"\",\"\",IF(EEEnterDefault2='Pick Lists'!$B$265,IF(L312='Pick Lists'!$B$64,J312*Conversions!$E$51,J312),IF($L$248='Pick Lists'!$B$64,DataProjection!C293/Conversions!$F$90,DataProjection!C293)))","v":""},"=",{"$f":"IF(F863=\"\",\"\",IF(F863=\"\",\"\",IF(OR($F$803='Pick Lists'!$B$63,$F$803='Pick Lists'!$B$64),F863*Conversions!$K$50,F863*IF($F$803='Pick Lists'!$B$17,Conversions!$K$56,VLOOKUP(VLOOKUP($J$238,'Pick Lists'!$B$92:$C$146,2,FALSE),'Fuel EFs'!$B$7:$X$59,14+MATCH($F$803,'Pick Lists'!$B$17:$B$25,0),FALSE)))))","v":""},"×",{"$f":"IF($H$734=Grid_Elec,IF($H$736='Pick Lists'!$C$269,J381,IF(OR($H$736='Pick Lists'!$C$271,$H$736='Pick Lists'!$C$277,$H$736='Pick Lists'!$C$278,$H$736='Pick Lists'!$C$278),$H$737,H798)),IF($H$734<>Grid_Elec,EEEmFact,\"\"))","v":0},"×","","/",{"$f":"IF(F863=\"\",\"\",Conversions!$D$81)","v":""},"=",{"$f":"IF($F$804=\"\",\"\",IF($J$238='Pick Lists'!$B$90,F863*L863,H863)*J863/N863)","v":""},null,null,null,{"$f":"AND(T$803,D863<=YearImpact,D863>=AdoptionYear)","v":false}]
[null,null,null,2070,null,{"$f":"IF($J$238=\"\",\"\",IF(EEEnterDefault2='Pick Lists'!$B$265,IF(L313='Pick Lists'!$B$64,J313*Conversions!$E$51,J313),IF($L$248='Pick Lists'!$B$64,DataProjection!C294/Conversions!$F$90,DataProjection!C294)))","v":""},"=",{"$f":"IF(F864=\"\",\"\",IF(F864=\"\",\"\",IF(OR($F$803='Pick Lists'!$B$63,$F$803='Pick Lists'!$B$64),F864*Conversions!$K$50,F864*IF($F$803='Pick Lists'!$B$17,Conversions!$K$56,VLOOKUP(VLOOKUP($J$238,'Pick Lists'!$B$92:$C$146,2,FALSE),'Fuel EFs'!$B$7:$X$59,14+MATCH($F$803,'Pick Lists'!$B$17:$B$25,0),FALSE)))))","v":""},"×",{"$f":"IF($H$734=Grid_Elec,IF($H$736='Pick Lists'!$C$269,J382,IF(OR($H$736='Pick Lists'!$C$271,$H$736='Pick Lists'!$C$277,$H$736='Pick Lists'!$C$278,$H$736='Pick Lists'!$C$278),$H$737,H799)),IF($H$734<>Grid_Elec,EEEmFact,\"\"))","v":0},"×","","/",{"$f":"IF(F864=\"\",\"\",Conversions!$D$81)","v":""},"=",{"$f":"IF($F$804=\"\",\"\",IF($J$238='Pick Lists'!$B$90,F864*L864,H864)*J864/N864)","v":""},null,null,null,{"$f":"AND(T$803,D864<=YearImpact,D864>=AdoptionYear)","v":false}]
[null,null,null,null,null,null,null,null,null,null,null,null,null,null,null,null,null,null,null,{"$f":"T730","v":false}]
[{"$f":"A801","v":{"$error":"#REF!"}},null,null,null,null,"Baseline Energy Consumption",null,null,null,"Emission Factor",null,"Grid Line Loss Factor",null,"Conversion",null,"Baseline Emissions",null,"Emissions Reductions",null,{"$f":"AND(T865,OR($J$240='Pick Lists'!$B$282,$J$242='Pick Lists'!$B$288))","v":false}]
[{"$f":"A866","v":{"$error":"#REF!"}},null,null,null,null,{"$f":"IF(J238='Pick Lists'!B90,\"kWh\",L244)","v":""},null,"Gigajoules (GJ)",null,{"$f":"IF(J238='Pick Lists'!B86,\"gCO₂e/kWh\",\"gCO₂e/GJ\")","v":"gCO₂e/kWh"},null,"1/(1-Grid Loss Rate %)",null,"grams to metric tons",null,"tCO2e",null,"tCO2e",null,{"$f":"AND(T866,OR($J$240='Pick Lists'!$B$282,$J$242='Pick Lists'!$B$288))","v":false}]
[{"$f":"A867","v":{"$error":"#REF!"}},null,null,{"$f":"Start_Year","v":2010},null,{"$f":"IF($J$238=\"\",\"\",IF(EEEnterDefault2='Pick Lists'!$B$265,0,IF($L$248='Pick Lists'!$B$64,DataProjection!D234/Conversions!$F$90,DataProjection!D234)))","v":""},"=",{"$f":"IF(F868=\"\",\"\",IF(F868=\"\",\"\",IF(OR($L$248='Pick Lists'!$B$63,$L$248='Pick Lists'!$B$64),F868*Conversions!$K$50,F868*IF($L$248='Pick Lists'!$B$17,Conversions!$K$56,VLOOKUP(VLOOKUP($J$238,'Pick Lists'!$B$92:$C$146,2,FALSE),'Fuel EFs'!$B$7:$X$59,14+MATCH($L$248,'Pick Lists'!$B$17:$B$25,0),FALSE)))))","v":""},"×",{"$f":"IF($H$734=Grid_Elec,IF($H$736='Pick Lists'!$C$269,J322,IF(OR($H$736='Pick Lists'!$C$271,$H$736='Pick Lists'!$C$277,$H$736='Pick Lists'!$C$278,$H$736='Pick Lists'!$C$278),$H$737,H739)),IF($H$734<>Grid_Elec,EEEmFact,\"\"))","v":0},"×",{"$f":"IF(F868=\"\",\"\",IF(GridLossEE=\"NA\",\"NA\",1/(1-GridLossEE)))","v":""},"/",{"$f":"IF(F868=\"\",\"\",Conversions!$D$81)","v":""},"=",{"$f":"IF(F868=\"\",\"\",IF($J$238='Pick Lists'!$B$90,F868*L868,H868)*J868/N868)","v":""},null,{"$f":"IF(F868=\"\",\"\",IF($J$240='Pick Lists'!$B$265,P804,P868-P804))","v":""},null,{"$f":"AND(T$867,OR($J$240='Pick Lists'!$B$282,$J$242='Pick Lists'!$B$288),D868<=YearImpact,D868>=AdoptionYear)","v":false}]
[null,null,null,{"$f":"D868+1","v":2011},null,{"$f":"IF($J$238=\"\",\"\",IF(EEEnterDefault2='Pick Lists'!$B$265,0,IF($L$248='Pick Lists'!$B$64,DataProjection!D235/Conversions!$F$90,DataProjection!D235)))","v":""},"=",{"$f":"IF(F869=\"\",\"\",IF(F869=\"\",\"\",IF(OR($L$248='Pick Lists'!$B$63,$L$248='Pick Lists'!$B$64),F869*Conversions!$K$50,F869*IF($L$248='Pick Lists'!$B$17,Conversions!$K$56,VLOOKUP(VLOOKUP($J$238,'Pick Lists'!$B$92:$C$146,2,FALSE),'Fuel EFs'!$B$7:$X$59,14+MATCH($L$248,'Pick Lists'!$B$17:$B$25,0),FALSE)))))","v":""},"×",{"$f":"IF($H$734=Grid_Elec,IF($H$736='Pick Lists'!$C$269,J323,IF(OR($H$736='Pick Lists'!$C$271,$H$736='Pick Lists'!$C$277,$H$736='Pick Lists'!$C$278,$H$736='Pick Lists'!$C$278),$H$737,H740)),IF($H$734<>Grid_Elec,EEEmFact,\"\"))","v":0},"×","","/",{"$f":"IF(F869=\"\",\"\",Conversions!$D$81)","v":""},"=",{"$f":"IF(F869=\"\",\"\",IF($J$238='Pick Lists'!$B$90,F869*L869,H869)*J869/N869)","v":""},null,{"$f":"IF(F869=\"\",\"\",IF($J$240='Pick Lists'!$B$265,P805,P869-P805))","v":""},null,{"$f":"AND(T$867,OR($J$240='Pick Lists'!$B$282,$J$242='Pick Lists'!$B$288),D869<=YearImpact,D869>=AdoptionYear)","v":false}]
[null,null,null,{"$f":"D869+1","v":2012},null,{"$f":"IF($J$238=\"\",\"\",IF(EEEnterDefault2='Pick Lists'!$B$265,0,IF($L$248='Pick Lists'!$B$64,DataProjection!D236/Conversions!$F$90,DataProjection!D236)))","v":""},"=",{"$f":"IF(F870=\"\",\"\",IF(F870=\"\",\"\",IF(OR($L$248='Pick Lists'!$B$63,$L$248='Pick Lists'!$B$64),F870*Conversions!$K$50,F870*IF($L$248='Pick Lists'!$B$17,Conversions!$K$56,VLOOKUP(VLOOKUP($J$238,'Pick Lists'!$B$92:$C$146,2,FALSE),'Fuel EFs'!$B$7:$X$59,14+MATCH($L$248,'Pick Lists'!$B$17:$B$25,0),FALSE)))))","v":""},"×",{"$f":"IF($H$734=Grid_Elec,IF($H$736='Pick Lists'!$C$269,J324,IF(OR($H$736='Pick Lists'!$C$271,$H$736='Pick Lists'!$C$277,$H$736='Pick Lists'!$C$278,$H$736='Pick Lists'!$C$278),$H$737,H741)),IF($H$734<>Grid_Elec,EEEmFact,\"\"))","v":0},"×","","/",{"$f":"IF(F870=\"\",\"\",Conversions!$D$81)","v":""},"=",{"$f":"IF(F870=\"\",\"\",IF($J$238='Pick Lists'!$B$90,F870*L870,H870)*J870/N870)","v":""},null,{"$f":"IF(F870=\"\",\"\",IF($J$240='Pick Lists'!$B$265,P806,P870-P806))","v":""},null,{"$f":"AND(T$867,OR($J$240='Pick Lists'!$B$282,$J$242='Pick Lists'!$B$288),D870<=YearImpact,D870>=AdoptionYear)","v":false}]
[null,null,null,2013,null,{"$f":"IF($J$238=\"\",\"\",IF(EEEnterDefault2='Pick Lists'!$B$265,0,IF($L$248='Pick Lists'!$B$64,DataProjection!D237/Conversions!$F$90,DataProjection!D237)))","v":""},"=",{"$f":"IF(F871=\"\",\"\",IF(F871=\"\",\"\",IF(OR($L$248='Pick Lists'!$B$63,$L$248='Pick Lists'!$B$64),F871*Conversions!$K$50,F871*IF($L$248='Pick Lists'!$B$17,Conversions!$K$56,VLOOKUP(VLOOKUP($J$238,'Pick Lists'!$B$92:$C$146,2,FALSE),'Fuel EFs'!$B$7:$X$59,14+MATCH($L$248,'Pick Lists'!$B$17:$B$25,0),FALSE)))))","v":""},"×",{"$f":"IF($H$734=Grid_Elec,IF($H$736='Pick Lists'!$C$269,J325,IF(OR($H$736='Pick Lists'!$C$271,$H$736='Pick Lists'!$C$277,$H$736='Pick Lists'!$C$278,$H$736='Pick Lists'!$C$278),$H$737,H742)),IF($H$734<>Grid_Elec,EEEmFact,\"\"))","v":0},"×","","/",{"$f":"IF(F871=\"\",\"\",Conversions!$D$81)","v":""},"=",{"$f":"IF(F871=\"\",\"\",IF($J$238='Pick Lists'!$B$90,F871*L871,H871)*J871/N871)","v":""},null,{"$f":"IF(F871=\"\",\"\",IF($J$240='Pick Lists'!$B$265,P807,P871-P807))","v":""},null,{"$f":"AND(T$867,OR($J$240='Pick Lists'!$B$282,$J$242='Pick Lists'!$B$288),D871<=YearImpact,D871>=AdoptionYear)","v":false}]
[null,null,null,2014,null,{"$f":"IF($J$238=\"\",\"\",IF(EEEnterDefault2='Pick Lists'!$B$265,0,IF($L$248='Pick Lists'!$B$64,DataProjection!D238/Conversions!$F$90,DataProjection!D238)))","v":""},"=",{"$f":"IF(F872=\"\",\"\",IF(F872=\"\",\"\",IF(OR($L$248='Pick Lists'!$B$63,$L$248='Pick Lists'!$B$64),F872*Conversions!$K$50,F872*IF($L$248='Pick Lists'!$B$17,Conversions!$K$56,VLOOKUP(VLOOKUP($J$238,'Pick Lists'!$B$92:$C$146,2,FALSE),'Fuel EFs'!$B$7:$X$59,14+MATCH($L$248,'Pick Lists'!$B$17:$B$25,0),FALSE)))))","v":""},"×",{"$f":"IF($H$734=Grid_Elec,IF($H$736='Pick Lists'!$C$269,J326,IF(OR($H$736='Pick Lists'!$C$271,$H$736='Pick Lists'!$C$277,$H$736='Pick Lists'!$C$278,$H$736='Pick Lists'!$C$278),$H$737,H743)),IF($H$734<>Grid_Elec,EEEmFact,\"\"))","v":0},"×","","/",{"$f":"IF(F872=\"\",\"\",Conversions!$D$81)","v":""},"=",{"$f":"IF(F872=\"\",\"\",IF($J$238='Pick Lists'!$B$90,F872*L872,H872)*J872/N872)","v":""},null,{"$f":"IF(F872=\"\",\"\",IF($J$240='Pick Lists'!$B$265,P808,P872-P808))","v":""},null,{"$f":"AND(T$867,OR($J$240='Pick Lists'!$B$282,$J$242='Pick Lists'!$B$288),D872<=YearImpact,D872>=AdoptionYear)","v":false}]
[null,null,null,2015,null,{"$f":"IF($J$238=\"\",\"\",IF(EEEnterDefault2='Pick Lists'!$B$265,0,IF($L$248='Pick Lists'!$B$64,DataProjection!D239/Conversions!$F$90,DataProjection!D239)))","v":""},"=",{"$f":"IF(F873=\"\",\"\",IF(F873=\"\",\"\",IF(OR($L$248='Pick Lists'!$B$63,$L$248='Pick Lists'!$B$64),F873*Conversions!$K$50,F873*IF($L$248='Pick Lists'!$B$17,Conversions!$K$56,VLOOKUP(VLOOKUP($J$238,'Pick Lists'!$B$92:$C$146,2,FALSE),'Fuel EFs'!$B$7:$X$59,14+MATCH($L$248,'Pick Lists'!$B$17:$B$25,0),FALSE)))))","v":""},"×",{"$f":"IF($H$734=Grid_Elec,IF($H$736='Pick Lists'!$C$269,J327,IF(OR($H$736='Pick Lists'!$C$271,$H$736='Pick Lists'!$C$277,$H$736='Pick Lists'!$C$278,$H$736='Pick Lists'!$C$278),$H$737,H744)),IF($H$734<>Grid_Elec,EEEmFact,\"\"))","v":0},"×","","/",{"$f":"IF(F873=\"\",\"\",Conversions!$D$81)","v":""},"=",{"$f":"IF(F873=\"\",\"\",IF($J$238='Pick Lists'!$B$90,F873*L873,H873)*J873/N873)","v":""},null,{"$f":"IF(F873=\"\",\"\",IF($J$240='Pick Lists'!$B$265,P809,P873-P809))","v":""},null,{"$f":"AND(T$867,OR($J$240='Pick Lists'!$B$282,$J$242='Pick Lists'!$B$288),D873<=YearImpact,D873>=AdoptionYear)","v":false}]
[null,null,null,2016,null,{"$f":"IF($J$238=\"\",\"\",IF(EEEnterDefault2='Pick Lists'!$B$265,0,IF($L$248='Pick Lists'!$B$64,DataProjection!D240/Conversions!$F$90,DataProjection!D240)))","v":""},"=",{"$f":"IF(F874=\"\",\"\",IF(F874=\"\",\"\",IF(OR($L$248='Pick Lists'!$B$63,$L$248='Pick Lists'!$B$64),F874*Conversions!$K$50,F874*IF($L$248='Pick Lists'!$B$17,Conversions!$K$56,VLOOKUP(VLOOKUP($J$238,'Pick Lists'!$B$92:$C$146,2,FALSE),'Fuel EFs'!$B$7:$X$59,14+MATCH($L$248,'Pick Lists'!$B$17:$B$25,0),FALSE)))))","v":""},"×",{"$f":"IF($H$734=Grid_Elec,IF($H$736='Pick Lists'!$C$269,J328,IF(OR($H$736='Pick Lists'!$C$271,$H$736='Pick Lists'!$C$277,$H$736='Pick Lists'!$C$278,$H$736='Pick Lists'!$C$278),$H$737,H745)),IF($H$734<>Grid_Elec,EEEmFact,\"\"))","v":0},"×","","/",{"$f":"IF(F874=\"\",\"\",Conversions!$D$81)","v":""},"=",{"$f":"IF(F874=\"\",\"\",IF($J$238='Pick Lists'!$B$90,F874*L874,H874)*J874/N874)","v":""},null,{"$f":"IF(F874=\"\",\"\",IF($J$240='Pick Lists'!$B$265,P810,P874-P810))","v":""},null,{"$f":"AND(T$867,OR($J$240='Pick Lists'!$B$282,$J$242='Pick Lists'!$B$288),D874<=YearImpact,D874>=AdoptionYear)","v":false}]
[null,null,null,2017,null,{"$f":"IF($J$238=\"\",\"\",IF(EEEnterDefault2='Pick Lists'!$B$265,0,IF($L$248='Pick Lists'!$B$64,DataProjection!D241/Conversions!$F$90,DataProjection!D241)))","v":""},"=",{"$f":"IF(F875=\"\",\"\",IF(F875=\"\",\"\",IF(OR($L$248='Pick Lists'!$B$63,$L$248='Pick Lists'!$B$64),F875*Conversions!$K$50,F875*IF($L$248='Pick Lists'!$B$17,Conversions!$K$56,VLOOKUP(VLOOKUP($J$238,'Pick Lists'!$B$92:$C$146,2,FALSE),'Fuel EFs'!$B$7:$X$59,14+MATCH($L$248,'Pick Lists'!$B$17:$B$25,0),FALSE)))))","v":""},"×",{"$f":"IF($H$734=Grid_Elec,IF($H$736='Pick Lists'!$C$269,J329,IF(OR($H$736='Pick Lists'!$C$271,$H$736='Pick Lists'!$C$277,$H$736='Pick Lists'!$C$278,$H$736='Pick Lists'!$C$278),$H$737,H746)),IF($H$734<>Grid_Elec,EEEmFact,\"\"))","v":0},"×","","/",{"$f":"IF(F875=\"\",\"\",Conversions!$D$81)","v":""},"=",{"$f":"IF(F875=\"\",\"\",IF($J$238='Pick Lists'!$B$90,F875*L875,H875)*J875/N875)","v":""},null,{"$f":"IF(F875=\"\",\"\",IF($J$240='Pick Lists'!$B$265,P811,P875-P811))","v":""},null,{"$f":"AND(T$867,OR($J$240='Pick Lists'!$B$282,$J$242='Pick Lists'!$B$288),D875<=YearImpact,D875>=AdoptionYear)","v":false}]
[null,null,null,2018,null,{"$f":"IF($J$238=\"\",\"\",IF(EEEnterDefault2='Pick Lists'!$B$265,0,IF($L$248='Pick Lists'!$B$64,DataProjection!D242/Conversions!$F$90,DataProjection!D242)))","v":""},"=",{"$f":"IF(F876=\"\",\"\",IF(F876=\"\",\"\",IF(OR($L$248='Pick Lists'!$B$63,$L$248='Pick Lists'!$B$64),F876*Conversions!$K$50,F876*IF($L$248='Pick Lists'!$B$17,Conversions!$K$56,VLOOKUP(VLOOKUP($J$238,'Pick Lists'!$B$92:$C$146,2,FALSE),'Fuel EFs'!$B$7:$X$59,14+MATCH($L$248,'Pick Lists'!$B$17:$B$25,0),FALSE)))))","v":""},"×",{"$f":"IF($H$734=Grid_Elec,IF($H$736='Pick Lists'!$C$269,J330,IF(OR($H$736='Pick Lists'!$C$271,$H$736='Pick Lists'!$C$277,$H$736='Pick Lists'!$C$278,$H$736='Pick Lists'!$C$278),$H$737,H747)),IF($H$734<>Grid_Elec,EEEmFact,\"\"))","v":0},"×","","/",{"$f":"IF(F876=\"\",\"\",Conversions!$D$81)","v":""},"=",{"$f":"IF(F876=\"\",\"\",IF($J$238='Pick Lists'!$B$90,F876*L876,H876)*J876/N876)","v":""},null,{"$f":"IF(F876=\"\",\"\",IF($J$240='Pick Lists'!$B$265,P812,P876-P812))","v":""},null,{"$f":"AND(T$867,OR($J$240='Pick Lists'!$B$282,$J$242='Pick Lists'!$B$288),D876<=YearImpact,D876>=AdoptionYear)","v":false}]
[null,null,null,2019,null,{"$f":"IF($J$238=\"\",\"\",IF(EEEnterDefault2='Pick Lists'!$B$265,0,IF($L$248='Pick Lists'!$B$64,DataProjection!D243/Conversions!$F$90,DataProjection!D243)))","v":""},"=",{"$f":"IF(F877=\"\",\"\",IF(F877=\"\",\"\",IF(OR($L$248='Pick Lists'!$B$63,$L$248='Pick Lists'!$B$64),F877*Conversions!$K$50,F877*IF($L$248='Pick Lists'!$B$17,Conversions!$K$56,VLOOKUP(VLOOKUP($J$238,'Pick Lists'!$B$92:$C$146,2,FALSE),'Fuel EFs'!$B$7:$X$59,14+MATCH($L$248,'Pick Lists'!$B$17:$B$25,0),FALSE)))))","v":""},"×",{"$f":"IF($H$734=Grid_Elec,IF($H$736='Pick Lists'!$C$269,J331,IF(OR($H$736='Pick Lists'!$C$271,$H$736='Pick Lists'!$C$277,$H$736='Pick Lists'!$C$278,$H$736='Pick Lists'!$C$278),$H$737,H748)),IF($H$734<>Grid_Elec,EEEmFact,\"\"))","v":0},"×","","/",{"$f":"IF(F877=\"\",\"\",Conversions!$D$81)","v":""},"=",{"$f":"IF(F877=\"\",\"\",IF($J$238='Pick Lists'!$B$90,F877*L877,H877)*J877/N877)","v":""},null,{"$f":"IF(F877=\"\",\"\",IF($J$240='Pick Lists'!$B$265,P813,P877-P813))","v":""},null,{"$f":"AND(T$867,OR($J$240='Pick Lists'!$B$282,$J$242='Pick Lists'!$B$288),D877<=YearImpact,D877>=AdoptionYear)","v":false}]
[null,null,null,2020,null,{"$f":"IF($J$238=\"\",\"\",IF(EEEnterDefault2='Pick Lists'!$B$265,0,IF($L$248='Pick Lists'!$B$64,DataProjection!D244/Conversions!$F$90,DataProjection!D244)))","v":""},"=",{"$f":"IF(F878=\"\",\"\",IF(F878=\"\",\"\",IF(OR($L$248='Pick Lists'!$B$63,$L$248='Pick Lists'!$B$64),F878*Conversions!$K$50,F878*IF($L$248='Pick Lists'!$B$17,Conversions!$K$56,VLOOKUP(VLOOKUP($J$238,'Pick Lists'!$B$92:$C$146,2,FALSE),'Fuel EFs'!$B$7:$X$59,14+MATCH($L$248,'Pick Lists'!$B$17:$B$25,0),FALSE)))))","v":""},"×",{"$f":"IF($H$734=Grid_Elec,IF($H$736='Pick Lists'!$C$269,J332,IF(OR($H$736='Pick Lists'!$C$271,$H$736='Pick Lists'!$C$277,$H$736='Pick Lists'!$C$278,$H$736='Pick Lists'!$C$278),$H$737,H749)),IF($H$734<>Grid_Elec,EEEmFact,\"\"))","v":0},"×","","/",{"$f":"IF(F878=\"\",\"\",Conversions!$D$81)","v":""},"=",{"$f":"IF(F878=\"\",\"\",IF($J$238='Pick Lists'!$B$90,F878*L878,H878)*J878/N878)","v":""},null,{"$f":"IF(F878=\"\",\"\",IF($J$240='Pick Lists'!$B$265,P814,P878-P814))","v":""},null,{"$f":"AND(T$867,OR($J$240='Pick Lists'!$B$282,$J$242='Pick Lists'!$B$288),D878<=YearImpact,D878>=AdoptionYear)","v":false}]
[null,null,null,2021,null,{"$f":"IF($J$238=\"\",\"\",IF(EEEnterDefault2='Pick Lists'!$B$265,0,IF($L$248='Pick Lists'!$B$64,DataProjection!D245/Conversions!$F$90,DataProjection!D245)))","v":""},"=",{"$f":"IF(F879=\"\",\"\",IF(F879=\"\",\"\",IF(OR($L$248='Pick Lists'!$B$63,$L$248='Pick Lists'!$B$64),F879*Conversions!$K$50,F879*IF($L$248='Pick Lists'!$B$17,Conversions!$K$56,VLOOKUP(VLOOKUP($J$238,'Pick Lists'!$B$92:$C$146,2,FALSE),'Fuel EFs'!$B$7:$X$59,14+MATCH($L$248,'Pick Lists'!$B$17:$B$25,0),FALSE)))))","v":""},"×",{"$f":"IF($H$734=Grid_Elec,IF($H$736='Pick Lists'!$C$269,J333,IF(OR($H$736='Pick Lists'!$C$271,$H$736='Pick Lists'!$C$277,$H$736='Pick Lists'!$C$278,$H$736='Pick Lists'!$C$278),$H$737,H750)),IF($H$734<>Grid_Elec,EEEmFact,\"\"))","v":0},"×","","/",{"$f":"IF(F879=\"\",\"\",Conversions!$D$81)","v":""},"=",{"$f":"IF(F879=\"\",\"\",IF($J$238='Pick Lists'!$B$90,F879*L879,H879)*J879/N879)","v":""},null,{"$f":"IF(F879=\"\",\"\",IF($J$240='Pick Lists'!$B$265,P815,P879-P815))","v":""},null,{"$f":"AND(T$867,OR($J$240='Pick Lists'!$B$282,$J$242='Pick Lists'!$B$288),D879<=YearImpact,D879>=AdoptionYear)","v":false}]
[null,null,null,2022,null,{"$f":"IF($J$238=\"\",\"\",IF(EEEnterDefault2='Pick Lists'!$B$265,0,IF($L$248='Pick Lists'!$B$64,DataProjection!D246/Conversions!$F$90,DataProjection!D246)))","v":""},"=",{"$f":"IF(F880=\"\",\"\",IF(F880=\"\",\"\",IF(OR($L$248='Pick Lists'!$B$63,$L$248='Pick Lists'!$B$64),F880*Conversions!$K$50,F880*IF($L$248='Pick Lists'!$B$17,Conversions!$K$56,VLOOKUP(VLOOKUP($J$238,'Pick Lists'!$B$92:$C$146,2,FALSE),'Fuel EFs'!$B$7:$X$59,14+MATCH($L$248,'Pick Lists'!$B$17:$B$25,0),FALSE)))))","v":""},"×",{"$f":"IF($H$734=Grid_Elec,IF($H$736='Pick Lists'!$C$269,J334,IF(OR($H$736='Pick Lists'!$C$271,$H$736='Pick Lists'!$C$277,$H$736='Pick Lists'!$C$278,$H$736='Pick Lists'!$C$278),$H$737,H751)),IF($H$734<>Grid_Elec,EEEmFact,\"\"))","v":0},"×","","/",{"$f":"IF(F880=\"\",\"\",Conversions!$D$81)","v":""},"=",{"$f":"IF(F880=\"\",\"\",IF($J$238='Pick Lists'!$B$90,F880*L880,H880)*J880/N880)","v":""},null,{"$f":"IF(F880=\"\",\"\",IF($J$240='Pick Lists'!$B$265,P816,P880-P816))","v":""},null,{"$f":"AND(T$867,OR($J$240='Pick Lists'!$B$282,$J$242='Pick Lists'!$B$288),D880<=YearImpact,D880>=AdoptionYear)","v":false}]
[null,null,null,2023,null,{"$f":"IF($J$238=\"\",\"\",IF(EEEnterDefault2='Pick Lists'!$B$265,0,IF($L$248='Pick Lists'!$B$64,DataProjection!D247/Conversions!$F$90,DataProjection!D247)))","v":""},"=",{"$f":"IF(F881=\"\",\"\",IF(F881=\"\",\"\",IF(OR($L$248='Pick Lists'!$B$63,$L$248='Pick Lists'!$B$64),F881*Conversions!$K$50,F881*IF($L$248='Pick Lists'!$B$17,Conversions!$K$56,VLOOKUP(VLOOKUP($J$238,'Pick Lists'!$B$92:$C$146,2,FALSE),'Fuel EFs'!$B$7:$X$59,14+MATCH($L$248,'Pick Lists'!$B$17:$B$25,0),FALSE)))))","v":""},"×",{"$f":"IF($H$734=Grid_Elec,IF($H$736='Pick Lists'!$C$269,J335,IF(OR($H$736='Pick Lists'!$C$271,$H$736='Pick Lists'!$C$277,$H$736='Pick Lists'!$C$278,$H$736='Pick Lists'!$C$278),$H$737,H752)),IF($H$734<>Grid_Elec,EEEmFact,\"\"))","v":0},"×","","/",{"$f":"IF(F881=\"\",\"\",Conversions!$D$81)","v":""},"=",{"$f":"IF(F881=\"\",\"\",IF($J$238='Pick Lists'!$B$90,F881*L881,H881)*J881/N881)","v":""},null,{"$f":"IF(F881=\"\",\"\",IF($J$240='Pick Lists'!$B$265,P817,P881-P817))","v":""},null,{"$f":"AND(T$867,OR($J$240='Pick Lists'!$B$282,$J$242='Pick Lists'!$B$288),D881<=YearImpact,D881>=AdoptionYear)","v":false}]
[null,null,null,2024,null,{"$f":"IF($J$238=\"\",\"\",IF(EEEnterDefault2='Pick Lists'!$B$265,0,IF($L$248='Pick Lists'!$B$64,DataProjection!D248/Conversions!$F$90,DataProjection!D248)))","v":""},"=",{"$f":"IF(F882=\"\",\"\",IF(F882=\"\",\"\",IF(OR($L$248='Pick Lists'!$B$63,$L$248='Pick Lists'!$B$64),F882*Conversions!$K$50,F882*IF($L$248='Pick Lists'!$B$17,Conversions!$K$56,VLOOKUP(VLOOKUP($J$238,'Pick Lists'!$B$92:$C$146,2,FALSE),'Fuel EFs'!$B$7:$X$59,14+MATCH($L$248,'Pick Lists'!$B$17:$B$25,0),FALSE)))))","v":""},"×",{"$f":"IF($H$734=Grid_Elec,IF($H$736='Pick Lists'!$C$269,J336,IF(OR($H$736='Pick Lists'!$C$271,$H$736='Pick Lists'!$C$277,$H$736='Pick Lists'!$C$278,$H$736='Pick Lists'!$C$278),$H$737,H753)),IF($H$734<>Grid_Elec,EEEmFact,\"\"))","v":0},"×","","/",{"$f":"IF(F882=\"\",\"\",Conversions!$D$81)","v":""},"=",{"$f":"IF(F882=\"\",\"\",IF($J$238='Pick Lists'!$B$90,F882*L882,H882)*J882/N882)","v":""},null,{"$f":"IF(F882=\"\",\"\",IF($J$240='Pick Lists'!$B$265,P818,P882-P818))","v":""},null,{"$f":"AND(T$867,OR($J$240='Pick Lists'!$B$282,$J$242='Pick Lists'!$B$288),D882<=YearImpact,D882>=AdoptionYear)","v":false}]
[null,null,null,2025,null,{"$f":"IF($J$238=\"\",\"\",IF(EEEnterDefault2='Pick Lists'!$B$265,0,IF($L$248='Pick Lists'!$B$64,DataProjection!D249/Conversions!$F$90,DataProjection!D249)))","v":""},"=",{"$f":"IF(F883=\"\",\"\",IF(F883=\"\",\"\",IF(OR($L$248='Pick Lists'!$B$63,$L$248='Pick Lists'!$B$64),F883*Conversions!$K$50,F883*IF($L$248='Pick Lists'!$B$17,Conversions!$K$56,VLOOKUP(VLOOKUP($J$238,'Pick Lists'!$B$92:$C$146,2,FALSE),'Fuel EFs'!$B$7:$X$59,14+MATCH($L$248,'Pick Lists'!$B$17:$B$25,0),FALSE)))))","v":""},"×",{"$f":"IF($H$734=Grid_Elec,IF($H$736='Pick Lists'!$C$269,J337,IF(OR($H$736='Pick Lists'!$C$271,$H$736='Pick Lists'!$C$277,$H$736='Pick Lists'!$C$278,$H$736='Pick Lists'!$C$278),$H$737,H754)),IF($H$734<>Grid_Elec,EEEmFact,\"\"))","v":0},"×","","/",{"$f":"IF(F883=\"\",\"\",Conversions!$D$81)","v":""},"=",{"$f":"IF(F883=\"\",\"\",IF($J$238='Pick Lists'!$B$90,F883*L883,H883)*J883/N883)","v":""},null,{"$f":"IF(F883=\"\",\"\",IF($J$240='Pick Lists'!$B$265,P819,P883-P819))","v":""},null,{"$f":"AND(T$867,OR($J$240='Pick Lists'!$B$282,$J$242='Pick Lists'!$B$288),D883<=YearImpact,D883>=AdoptionYear)","v":false}]
[null,null,null,2026,null,{"$f":"IF($J$238=\"\",\"\",IF(EEEnterDefault2='Pick Lists'!$B$265,0,IF($L$248='Pick Lists'!$B$64,DataProjection!D250/Conversions!$F$90,DataProjection!D250)))","v":""},"=",{"$f":"IF(F884=\"\",\"\",IF(F884=\"\",\"\",IF(OR($L$248='Pick Lists'!$B$63,$L$248='Pick Lists'!$B$64),F884*Conversions!$K$50,F884*IF($L$248='Pick Lists'!$B$17,Conversions!$K$56,VLOOKUP(VLOOKUP($J$238,'Pick Lists'!$B$92:$C$146,2,FALSE),'Fuel EFs'!$B$7:$X$59,14+MATCH($L$248,'Pick Lists'!$B$17:$B$25,0),FALSE)))))","v":""},"×",{"$f":"IF($H$734=Grid_Elec,IF($H$736='Pick Lists'!$C$269,J338,IF(OR($H$736='Pick Lists'!$C$271,$H$736='Pick Lists'!$C$277,$H$736='Pick Lists'!$C$278,$H$736='Pick Lists'!$C$278),$H$737,H755)),IF($H$734<>Grid_Elec,EEEmFact,\"\"))","v":0},"×","","/",{"$f":"IF(F884=\"\",\"\",Conversions!$D$81)","v":""},"=",{"$f":"IF(F884=\"\",\"\",IF($J$238='Pick Lists'!$B$90,F884*L884,H884)*J884/N884)","v":""},null,{"$f":"IF(F884=\"\",\"\",IF($J$240='Pick Lists'!$B$265,P820,P884-P820))","v":""},null,{"$f":"AND(T$867,OR($J$240='Pick Lists'!$B$282,$J$242='Pick Lists'!$B$288),D884<=YearImpact,D884>=AdoptionYear)","v":false}]
[null,null,null,2027,null,{"$f":"IF($J$238=\"\",\"\",IF(EEEnterDefault2='Pick Lists'!$B$265,0,IF($L$248='Pick Lists'!$B$64,DataProjection!D251/Conversions!$F$90,DataProjection!D251)))","v":""},"=",{"$f":"IF(F885=\"\",\"\",IF(F885=\"\",\"\",IF(OR($L$248='Pick Lists'!$B$63,$L$248='Pick Lists'!$B$64),F885*Conversions!$K$50,F885*IF($L$248='Pick Lists'!$B$17,Conversions!$K$56,VLOOKUP(VLOOKUP($J$238,'Pick Lists'!$B$92:$C$146,2,FALSE),'Fuel EFs'!$B$7:$X$59,14+MATCH($L$248,'Pick Lists'!$B$17:$B$25,0),FALSE)))))","v":""},"×",{"$f":"IF($H$734=Grid_Elec,IF($H$736='Pick Lists'!$C$269,J339,IF(OR($H$736='Pick Lists'!$C$271,$H$736='Pick Lists'!$C$277,$H$736='Pick Lists'!$C$278,$H$736='Pick Lists'!$C$278),$H$737,H756)),IF($H$734<>Grid_Elec,EEEmFact,\"\"))","v":0},"×","","/",{"$f":"IF(F885=\"\",\"\",Conversions!$D$81)","v":""},"=",{"$f":"IF(F885=\"\",\"\",IF($J$238='Pick Lists'!$B$90,F885*L885,H885)*J885/N885)","v":""},null,{"$f":"IF(F885=\"\",\"\",IF($J$240='Pick Lists'!$B$265,P821,P885-P821))","v":""},null,{"$f":"AND(T$867,OR($J$240='Pick Lists'!$B$282,$J$242='Pick Lists'!$B$288),D885<=YearImpact,D885>=AdoptionYear)","v":false}]
[null,null,null,2028,null,{"$f":"IF($J$238=\"\",\"\",IF(EEEnterDefault2='Pick Lists'!$B$265,0,IF($L$248='Pick Lists'!$B$64,DataProjection!D252/Conversions!$F$90,DataProjection!D252)))","v":""},"=",{"$f":"IF(F886=\"\",\"\",IF(F886=\"\",\"\",IF(OR($L$248='Pick Lists'!$B$63,$L$248='Pick Lists'!$B$64),F886*Conversions!$K$50,F886*IF($L$248='Pick Lists'!$B$17,Conversions!$K$56,VLOOKUP(VLOOKUP($J$238,'Pick Lists'!$B$92:$C$146,2,FALSE),'Fuel EFs'!$B$7:$X$59,14+MATCH($L$248,'Pick Lists'!$B$17:$B$25,0),FALSE)))))","v":""},"×",{"$f":"IF($H$734=Grid_Elec,IF($H$736='Pick Lists'!$C$269,J340,IF(OR($H$736='Pick Lists'!$C$271,$H$736='Pick Lists'!$C$277,$H$736='Pick Lists'!$C$278,$H$736='Pick Lists'!$C$278),$H$737,H757)),IF($H$734<>Grid_Elec,EEEmFact,\"\"))","v":0},"×","","/",{"$f":"IF(F886=\"\",\"\",Conversions!$D$81)","v":""},"=",{"$f":"IF(F886=\"\",\"\",IF($J$238='Pick Lists'!$B$90,F886*L886,H886)*J886/N886)","v":""},null,{"$f":"IF(F886=\"\",\"\",IF($J$240='Pick Lists'!$B$265,P822,P886-P822))","v":""},null,{"$f":"AND(T$867,OR($J$240='Pick Lists'!$B$282,$J$242='Pick Lists'!$B$288),D886<=YearImpact,D886>=AdoptionYear)","v":false}]
[null,null,null,2029,null,{"$f":"IF($J$238=\"\",\"\",IF(EEEnterDefault2='Pick Lists'!$B$265,0,IF($L$248='Pick Lists'!$B$64,DataProjection!D253/Conversions!$F$90,DataProjection!D253)))","v":""},"=",{"$f":"IF(F887=\"\",\"\",IF(F887=\"\",\"\",IF(OR($L$248='Pick Lists'!$B$63,$L$248='Pick Lists'!$B$64),F887*Conversions!$K$50,F887*IF($L$248='Pick Lists'!$B$17,Conversions!$K$56,VLOOKUP(VLOOKUP($J$238,'Pick Lists'!$B$92:$C$146,2,FALSE),'Fuel EFs'!$B$7:$X$59,14+MATCH($L$248,'Pick Lists'!$B$17:$B$25,0),FALSE)))))","v":""},"×",{"$f":"IF($H$734=Grid_Elec,IF($H$736='Pick Lists'!$C$269,J341,IF(OR($H$736='Pick Lists'!$C$271,$H$736='Pick Lists'!$C$277,$H$736='Pick Lists'!$C$278,$H$736='Pick Lists'!$C$278),$H$737,H758)),IF($H$734<>Grid_Elec,EEEmFact,\"\"))","v":0},"×","","/",{"$f":"IF(F887=\"\",\"\",Conversions!$D$81)","v":""},"=",{"$f":"IF(F887=\"\",\"\",IF($J$238='Pick Lists'!$B$90,F887*L887,H887)*J887/N887)","v":""},null,{"$f":"IF(F887=\"\",\"\",IF($J$240='Pick Lists'!$B$265,P823,P887-P823))","v":""},null,{"$f":"AND(T$867,OR($J$240='Pick Lists'!$B$282,$J$242='Pick Lists'!$B$288),D887<=YearImpact,D887>=AdoptionYear)","v":false}]
[null,null,null,2030,null,{"$f":"IF($J$238=\"\",\"\",IF(EEEnterDefault2='Pick Lists'!$B$265,0,IF($L$248='Pick Lists'!$B$64,DataProjection!D254/Conversions!$F$90,DataProjection!D254)))","v":""},"=",{"$f":"IF(F888=\"\",\"\",IF(F888=\"\",\"\",IF(OR($L$248='Pick Lists'!$B$63,$L$248='Pick Lists'!$B$64),F888*Conversions!$K$50,F888*IF($L$248='Pick Lists'!$B$17,Conversions!$K$56,VLOOKUP(VLOOKUP($J$238,'Pick Lists'!$B$92:$C$146,2,FALSE),'Fuel EFs'!$B$7:$X$59,14+MATCH($L$248,'Pick Lists'!$B$17:$B$25,0),FALSE)))))","v":""},"×",{"$f":"IF($H$734=Grid_Elec,IF($H$736='Pick Lists'!$C$269,J342,IF(OR($H$736='Pick Lists'!$C$271,$H$736='Pick Lists'!$C$277,$H$736='Pick Lists'!$C$278,$H$736='Pick Lists'!$C$278),$H$737,H759)),IF($H$734<>Grid_Elec,EEEmFact,\"\"))","v":0},"×","","/",{"$f":"IF(F888=\"\",\"\",Conversions!$D$81)","v":""},"=",{"$f":"IF(F888=\"\",\"\",IF($J$238='Pick Lists'!$B$90,F888*L888,H888)*J888/N888)","v":""},null,{"$f":"IF(F888=\"\",\"\",IF($J$240='Pick Lists'!$B$265,P824,P888-P824))","v":""},null,{"$f":"AND(T$867,OR($J$240='Pick Lists'!$B$282,$J$242='Pick Lists'!$B$288),D888<=YearImpact,D888>=AdoptionYear)","v":false}]
[null,null,null,{"$f":"D888+1","v":2031},null,{"$f":"IF($J$238=\"\",\"\",IF(EEEnterDefault2='Pick Lists'!$B$265,0,IF($L$248='Pick Lists'!$B$64,DataProjection!D255/Conversions!$F$90,DataProjection!D255)))","v":""},"=",{"$f":"IF(F889=\"\",\"\",IF(F889=\"\",\"\",IF(OR($L$248='Pick Lists'!$B$63,$L$248='Pick Lists'!$B$64),F889*Conversions!$K$50,F889*IF($L$248='Pick Lists'!$B$17,Conversions!$K$56,VLOOKUP(VLOOKUP($J$238,'Pick Lists'!$B$92:$C$146,2,FALSE),'Fuel EFs'!$B$7:$X$59,14+MATCH($L$248,'Pick Lists'!$B$17:$B$25,0),FALSE)))))","v":""},"×",{"$f":"IF($H$734=Grid_Elec,IF($H$736='Pick Lists'!$C$269,J343,IF(OR($H$736='Pick Lists'!$C$271,$H$736='Pick Lists'!$C$277,$H$736='Pick Lists'!$C$278,$H$736='Pick Lists'!$C$278),$H$737,H760)),IF($H$734<>Grid_Elec,EEEmFact,\"\"))","v":0},"×",{"$f":"IF(F889=\"\",\"\",IF(GridLossEE=\"NA\",\"NA\",1/(1-GridLossEE)))","v":""},"/",{"$f":"IF(F889=\"\",\"\",Conversions!$D$81)","v":""},"=",{"$f":"IF(F889=\"\",\"\",IF($J$238='Pick Lists'!$B$90,F889*L889,H889)*J889/N889)","v":""},null,{"$f":"IF(F889=\"\",\"\",IF($J$240='Pick Lists'!$B$265,P825,P889-P825))","v":""},null,{"$f":"AND(T$867,OR($J$240='Pick Lists'!$B$282,$J$242='Pick Lists'!$B$288),D889<=YearImpact,D889>=AdoptionYear)","v":false}]
[null,null,null,2032,null,{"$f":"IF($J$238=\"\",\"\",IF(EEEnterDefault2='Pick Lists'!$B$265,0,IF($L$248='Pick Lists'!$B$64,DataProjection!D256/Conversions!$F$90,DataProjection!D256)))","v":""},"=",{"$f":"IF(F890=\"\",\"\",IF(F890=\"\",\"\",IF(OR($L$248='Pick Lists'!$B$63,$L$248='Pick Lists'!$B$64),F890*Conversions!$K$50,F890*IF($L$248='Pick Lists'!$B$17,Conversions!$K$56,VLOOKUP(VLOOKUP($J$238,'Pick Lists'!$B$92:$C$146,2,FALSE),'Fuel EFs'!$B$7:$X$59,14+MATCH($L$248,'Pick Lists'!$B$17:$B$25,0),FALSE)))))","v":""},"×",{"$f":"IF($H$734=Grid_Elec,IF($H$736='Pick Lists'!$C$269,J344,IF(OR($H$736='Pick Lists'!$C$271,$H$736='Pick Lists'!$C$277,$H$736='Pick Lists'!$C$278,$H$736='Pick Lists'!$C$278),$H$737,H761)),IF($H$734<>Grid_Elec,EEEmFact,\"\"))","v":0},"×","","/",{"$f":"IF(F890=\"\",\"\",Conversions!$D$81)","v":""},"=",{"$f":"IF(F890=\"\",\"\",IF($J$238='Pick Lists'!$B$90,F890*L890,H890)*J890/N890)","v":""},null,{"$f":"IF(F890=\"\",\"\",IF($J$240='Pick Lists'!$B$265,P826,P890-P826))","v":""},null,{"$f":"AND(T$867,OR($J$240='Pick Lists'!$B$282,$J$242='Pick Lists'!$B$288),D890<=YearImpact,D890>=AdoptionYear)","v":false}]
[null,null,null,2033,null,{"$f":"IF($J$238=\"\",\"\",IF(EEEnterDefault2='Pick Lists'!$B$265,0,IF($L$248='Pick Lists'!$B$64,DataProjection!D257/Conversions!$F$90,DataProjection!D257)))","v":""},"=",{"$f":"IF(F891=\"\",\"\",IF(F891=\"\",\"\",IF(OR($L$248='Pick Lists'!$B$63,$L$248='Pick Lists'!$B$64),F891*Conversions!$K$50,F891*IF($L$248='Pick Lists'!$B$17,Conversions!$K$56,VLOOKUP(VLOOKUP($J$238,'Pick Lists'!$B$92:$C$146,2,FALSE),'Fuel EFs'!$B$7:$X$59,14+MATCH($L$248,'Pick Lists'!$B$17:$B$25,0),FALSE)))))","v":""},"×",{"$f":"IF($H$734=Grid_Elec,IF($H$736='Pick Lists'!$C$269,J345,IF(OR($H$736='Pick Lists'!$C$271,$H$736='Pick Lists'!$C$277,$H$736='Pick Lists'!$C$278,$H$736='Pick Lists'!$C$278),$H$737,H762)),IF($H$734<>Grid_Elec,EEEmFact,\"\"))","v":0},"×","","/",{"$f":"IF(F891=\"\",\"\",Conversions!$D$81)","v":""},"=",{"$f":"IF(F891=\"\",\"\",IF($J$238='Pick Lists'!$B$90,F891*L891,H891)*J891/N891)","v":""},null,{"$f":"IF(F891=\"\",\"\",IF($J$240='Pick Lists'!$B$265,P827,P891-P827))","v":""},null,{"$f":"AND(T$867,OR($J$240='Pick Lists'!$B$282,$J$242='Pick Lists'!$B$288),D891<=YearImpact,D891>=AdoptionYear)","v":false}]
[null,null,null,2034,null,{"$f":"IF($J$238=\"\",\"\",IF(EEEnterDefault2='Pick Lists'!$B$265,0,IF($L$248='Pick Lists'!$B$64,DataProjection!D258/Conversions!$F$90,DataProjection!D258)))","v":""},"=",{"$f":"IF(F892=\"\",\"\",IF(F892=\"\",\"\",IF(OR($L$248='Pick Lists'!$B$63,$L$248='Pick Lists'!$B$64),F892*Conversions!$K$50,F892*IF($L$248='Pick Lists'!$B$17,Conversions!$K$56,VLOOKUP(VLOOKUP($J$238,'Pick Lists'!$B$92:$C$146,2,FALSE),'Fuel EFs'!$B$7:$X$59,14+MATCH($L$248,'Pick Lists'!$B$17:$B$25,0),FALSE)))))","v":""},"×",{"$f":"IF($H$734=Grid_Elec,IF($H$736='Pick Lists'!$C$269,J346,IF(OR($H$736='Pick Lists'!$C$271,$H$736='Pick Lists'!$C$277,$H$736='Pick Lists'!$C$278,$H$736='Pick Lists'!$C$278),$H$737,H763)),IF($H$734<>Grid_Elec,EEEmFact,\"\"))","v":0},"×","","/",{"$f":"IF(F892=\"\",\"\",Conversions!$D$81)","v":""},"=",{"$f":"IF(F892=\"\",\"\",IF($J$238='Pick Lists'!$B$90,F892*L892,H892)*J892/N892)","v":""},null,{"$f":"IF(F892=\"\",\"\",IF($J$240='Pick Lists'!$B$265,P828,P892-P828))","v":""},null,{"$f":"AND(T$867,OR($J$240='Pick Lists'!$B$282,$J$242='Pick Lists'!$B$288),D892<=YearImpact,D892>=AdoptionYear)","v":false}]
[null,null,null,2035,null,{"$f":"IF($J$238=\"\",\"\",IF(EEEnterDefault2='Pick Lists'!$B$265,0,IF($L$248='Pick Lists'!$B$64,DataProjection!D259/Conversions!$F$90,DataProjection!D259)))","v":""},"=",{"$f":"IF(F893=\"\",\"\",IF(F893=\"\",\"\",IF(OR($L$248='Pick Lists'!$B$63,$L$248='Pick Lists'!$B$64),F893*Conversions!$K$50,F893*IF($L$248='Pick Lists'!$B$17,Conversions!$K$56,VLOOKUP(VLOOKUP($J$238,'Pick Lists'!$B$92:$C$146,2,FALSE),'Fuel EFs'!$B$7:$X$59,14+MATCH($L$248,'Pick Lists'!$B$17:$B$25,0),FALSE)))))","v":""},"×",{"$f":"IF($H$734=Grid_Elec,IF($H$736='Pick Lists'!$C$269,J347,IF(OR($H$736='Pick Lists'!$C$271,$H$736='Pick Lists'!$C$277,$H$736='Pick Lists'!$C$278,$H$736='Pick Lists'!$C$278),$H$737,H764)),IF($H$734<>Grid_Elec,EEEmFact,\"\"))","v":0},"×","","/",{"$f":"IF(F893=\"\",\"\",Conversions!$D$81)","v":""},"=",{"$f":"IF(F893=\"\",\"\",IF($J$238='Pick Lists'!$B$90,F893*L893,H893)*J893/N893)","v":""},null,{"$f":"IF(F893=\"\",\"\",IF($J$240='Pick Lists'!$B$265,P829,P893-P829))","v":""},null,{"$f":"AND(T$867,OR($J$240='Pick Lists'!$B$282,$J$242='Pick Lists'!$B$288),D893<=YearImpact,D893>=AdoptionYear)","v":false}]
[null,null,null,2036,null,{"$f":"IF($J$238=\"\",\"\",IF(EEEnterDefault2='Pick Lists'!$B$265,0,IF($L$248='Pick Lists'!$B$64,DataProjection!D260/Conversions!$F$90,DataProjection!D260)))","v":""},"=",{"$f":"IF(F894=\"\",\"\",IF(F894=\"\",\"\",IF(OR($L$248='Pick Lists'!$B$63,$L$248='Pick Lists'!$B$64),F894*Conversions!$K$50,F894*IF($L$248='Pick Lists'!$B$17,Conversions!$K$56,VLOOKUP(VLOOKUP($J$238,'Pick Lists'!$B$92:$C$146,2,FALSE),'Fuel EFs'!$B$7:$X$59,14+MATCH($L$248,'Pick Lists'!$B$17:$B$25,0),FALSE)))))","v":""},"×",{"$f":"IF($H$734=Grid_Elec,IF($H$736='Pick Lists'!$C$269,J348,IF(OR($H$736='Pick Lists'!$C$271,$H$736='Pick Lists'!$C$277,$H$736='Pick Lists'!$C$278,$H$736='Pick Lists'!$C$278),$H$737,H765)),IF($H$734<>Grid_Elec,EEEmFact,\"\"))","v":0},"×","","/",{"$f":"IF(F894=\"\",\"\",Conversions!$D$81)","v":""},"=",{"$f":"IF(F894=\"\",\"\",IF($J$238='Pick Lists'!$B$90,F894*L894,H894)*J894/N894)","v":""},null,{"$f":"IF(F894=\"\",\"\",IF($J$240='Pick Lists'!$B$265,P830,P894-P830))","v":""},null,{"$f":"AND(T$867,OR($J$240='Pick Lists'!$B$282,$J$242='Pick Lists'!$B$288),D894<=YearImpact,D894>=AdoptionYear)","v":false}]
[null,null,null,2037,null,{"$f":"IF($J$238=\"\",\"\",IF(EEEnterDefault2='Pick Lists'!$B$265,0,IF($L$248='Pick Lists'!$B$64,DataProjection!D261/Conversions!$F$90,DataProjection!D261)))","v":""},"=",{"$f":"IF(F895=\"\",\"\",IF(F895=\"\",\"\",IF(OR($L$248='Pick Lists'!$B$63,$L$248='Pick Lists'!$B$64),F895*Conversions!$K$50,F895*IF($L$248='Pick Lists'!$B$17,Conversions!$K$56,VLOOKUP(VLOOKUP($J$238,'Pick Lists'!$B$92:$C$146,2,FALSE),'Fuel EFs'!$B$7:$X$59,14+MATCH($L$248,'Pick Lists'!$B$17:$B$25,0),FALSE)))))","v":""},"×",{"$f":"IF($H$734=Grid_Elec,IF($H$736='Pick Lists'!$C$269,J349,IF(OR($H$736='Pick Lists'!$C$271,$H$736='Pick Lists'!$C$277,$H$736='Pick Lists'!$C$278,$H$736='Pick Lists'!$C$278),$H$737,H766)),IF($H$734<>Grid_Elec,EEEmFact,\"\"))","v":0},"×","","/",{"$f":"IF(F895=\"\",\"\",Conversions!$D$81)","v":""},"=",{"$f":"IF(F895=\"\",\"\",IF($J$238='Pick Lists'!$B$90,F895*L895,H895)*J895/N895)","v":""},null,{"$f":"IF(F895=\"\",\"\",IF($J$240='Pick Lists'!$B$265,P831,P895-P831))","v":""},null,{"$f":"AND(T$867,OR($J$240='Pick Lists'!$B$282,$J$242='Pick Lists'!$B$288),D895<=YearImpact,D895>=AdoptionYear)","v":false}]
[null,null,null,2038,null,{"$f":"IF($J$238=\"\",\"\",IF(EEEnterDefault2='Pick Lists'!$B$265,0,IF($L$248='Pick Lists'!$B$64,DataProjection!D262/Conversions!$F$90,DataProjection!D262)))","v":""},"=",{"$f":"IF(F896=\"\",\"\",IF(F896=\"\",\"\",IF(OR($L$248='Pick Lists'!$B$63,$L$248='Pick Lists'!$B$64),F896*Conversions!$K$50,F896*IF($L$248='Pick Lists'!$B$17,Conversions!$K$56,VLOOKUP(VLOOKUP($J$238,'Pick Lists'!$B$92:$C$146,2,FALSE),'Fuel EFs'!$B$7:$X$59,14+MATCH($L$248,'Pick Lists'!$B$17:$B$25,0),FALSE)))))","v":""},"×",{"$f":"IF($H$734=Grid_Elec,IF($H$736='Pick Lists'!$C$269,J350,IF(OR($H$736='Pick Lists'!$C$271,$H$736='Pick Lists'!$C$277,$H$736='Pick Lists'!$C$278,$H$736='Pick Lists'!$C$278),$H$737,H767)),IF($H$734<>Grid_Elec,EEEmFact,\"\"))","v":0},"×","","/",{"$f":"IF(F896=\"\",\"\",Conversions!$D$81)","v":""},"=",{"$f":"IF(F896=\"\",\"\",IF($J$238='Pick Lists'!$B$90,F896*L896,H896)*J896/N896)","v":""},null,{"$f":"IF(F896=\"\",\"\",IF($J$240='Pick Lists'!$B$265,P832,P896-P832))","v":""},null,{"$f":"AND(T$867,OR($J$240='Pick Lists'!$B$282,$J$242='Pick Lists'!$B$288),D896<=YearImpact,D896>=AdoptionYear)","v":false}]
[null,null,null,2039,null,{"$f":"IF($J$238=\"\",\"\",IF(EEEnterDefault2='Pick Lists'!$B$265,0,IF($L$248='Pick Lists'!$B$64,DataProjection!D263/Conversions!$F$90,DataProjection!D263)))","v":""},"=",{"$f":"IF(F897=\"\",\"\",IF(F897=\"\",\"\",IF(OR($L$248='Pick Lists'!$B$63,$L$248='Pick Lists'!$B$64),F897*Conversions!$K$50,F897*IF($L$248='Pick Lists'!$B$17,Conversions!$K$56,VLOOKUP(VLOOKUP($J$238,'Pick Lists'!$B$92:$C$146,2,FALSE),'Fuel EFs'!$B$7:$X$59,14+MATCH($L$248,'Pick Lists'!$B$17:$B$25,0),FALSE)))))","v":""},"×",{"$f":"IF($H$734=Grid_Elec,IF($H$736='Pick Lists'!$C$269,J351,IF(OR($H$736='Pick Lists'!$C$271,$H$736='Pick Lists'!$C$277,$H$736='Pick Lists'!$C$278,$H$736='Pick Lists'!$C$278),$H$737,H768)),IF($H$734<>Grid_Elec,EEEmFact,\"\"))","v":0},"×","","/",{"$f":"IF(F897=\"\",\"\",Conversions!$D$81)","v":""},"=",{"$f":"IF(F897=\"\",\"\",IF($J$238='Pick Lists'!$B$90,F897*L897,H897)*J897/N897)","v":""},null,{"$f":"IF(F897=\"\",\"\",IF($J$240='Pick Lists'!$B$265,P833,P897-P833))","v":""},null,{"$f":"AND(T$867,OR($J$240='Pick Lists'!$B$282,$J$242='Pick Lists'!$B$288),D897<=YearImpact,D897>=AdoptionYear)","v":false}]
[null,null,null,2040,null,{"$f":"IF($J$238=\"\",\"\",IF(EEEnterDefault2='Pick Lists'!$B$265,0,IF($L$248='Pick Lists'!$B$64,DataProjection!D264/Conversions!$F$90,DataProjection!D264)))","v":""},"=",{"$f":"IF(F898=\"\",\"\",IF(F898=\"\",\"\",IF(OR($L$248='Pick Lists'!$B$63,$L$248='Pick Lists'!$B$64),F898*Conversions!$K$50,F898*IF($L$248='Pick Lists'!$B$17,Conversions!$K$56,VLOOKUP(VLOOKUP($J$238,'Pick Lists'!$B$92:$C$146,2,FALSE),'Fuel EFs'!$B$7:$X$59,14+MATCH($L$248,'Pick Lists'!$B$17:$B$25,0),FALSE)))))","v":""},"×",{"$f":"IF($H$734=Grid_Elec,IF($H$736='Pick Lists'!$C$269,J352,IF(OR($H$736='Pick Lists'!$C$271,$H$736='Pick Lists'!$C$277,$H$736='Pick Lists'!$C$278,$H$736='Pick Lists'!$C$278),$H$737,H769)),IF($H$734<>Grid_Elec,EEEmFact,\"\"))","v":0},"×","","/",{"$f":"IF(F898=\"\",\"\",Conversions!$D$81)","v":""},"=",{"$f":"IF(F898=\"\",\"\",IF($J$238='Pick Lists'!$B$90,F898*L898,H898)*J898/N898)","v":""},null,{"$f":"IF(F898=\"\",\"\",IF($J$240='Pick Lists'!$B$265,P834,P898-P834))","v":""},null,{"$f":"AND(T$867,OR($J$240='Pick Lists'!$B$282,$J$242='Pick Lists'!$B$288),D898<=YearImpact,D898>=AdoptionYear)","v":false}]
[null,null,null,2041,null,{"$f":"IF($J$238=\"\",\"\",IF(EEEnterDefault2='Pick Lists'!$B$265,0,IF($L$248='Pick Lists'!$B$64,DataProjection!D265/Conversions!$F$90,DataProjection!D265)))","v":""},"=",{"$f":"IF(F899=\"\",\"\",IF(F899=\"\",\"\",IF(OR($L$248='Pick Lists'!$B$63,$L$248='Pick Lists'!$B$64),F899*Conversions!$K$50,F899*IF($L$248='Pick Lists'!$B$17,Conversions!$K$56,VLOOKUP(VLOOKUP($J$238,'Pick Lists'!$B$92:$C$146,2,FALSE),'Fuel EFs'!$B$7:$X$59,14+MATCH($L$248,'Pick Lists'!$B$17:$B$25,0),FALSE)))))","v":""},"×",{"$f":"IF($H$734=Grid_Elec,IF($H$736='Pick Lists'!$C$269,J353,IF(OR($H$736='Pick Lists'!$C$271,$H$736='Pick Lists'!$C$277,$H$736='Pick Lists'!$C$278,$H$736='Pick Lists'!$C$278),$H$737,H770)),IF($H$734<>Grid_Elec,EEEmFact,\"\"))","v":0},"×","","/",{"$f":"IF(F899=\"\",\"\",Conversions!$D$81)","v":""},"=",{"$f":"IF(F899=\"\",\"\",IF($J$238='Pick Lists'!$B$90,F899*L899,H899)*J899/N899)","v":""},null,{"$f":"IF(F899=\"\",\"\",IF($J$240='Pick Lists'!$B$265,P835,P899-P835))","v":""},null,{"$f":"AND(T$867,OR($J$240='Pick Lists'!$B$282,$J$242='Pick Lists'!$B$288),D899<=YearImpact,D899>=AdoptionYear)","v":false}]
[null,null,null,2042,null,{"$f":"IF($J$238=\"\",\"\",IF(EEEnterDefault2='Pick Lists'!$B$265,0,IF($L$248='Pick Lists'!$B$64,DataProjection!D266/Conversions!$F$90,DataProjection!D266)))","v":""},"=",{"$f":"IF(F900=\"\",\"\",IF(F900=\"\",\"\",IF(OR($L$248='Pick Lists'!$B$63,$L$248='Pick Lists'!$B$64),F900*Conversions!$K$50,F900*IF($L$248='Pick Lists'!$B$17,Conversions!$K$56,VLOOKUP(VLOOKUP($J$238,'Pick Lists'!$B$92:$C$146,2,FALSE),'Fuel EFs'!$B$7:$X$59,14+MATCH($L$248,'Pick Lists'!$B$17:$B$25,0),FALSE)))))","v":""},"×",{"$f":"IF($H$734=Grid_Elec,IF($H$736='Pick Lists'!$C$269,J354,IF(OR($H$736='Pick Lists'!$C$271,$H$736='Pick Lists'!$C$277,$H$736='Pick Lists'!$C$278,$H$736='Pick Lists'!$C$278),$H$737,H771)),IF($H$734<>Grid_Elec,EEEmFact,\"\"))","v":0},"×","","/",{"$f":"IF(F900=\"\",\"\",Conversions!$D$81)","v":""},"=",{"$f":"IF(F900=\"\",\"\",IF($J$238='Pick Lists'!$B$90,F900*L900,H900)*J900/N900)","v":""},null,{"$f":"IF(F900=\"\",\"\",IF($J$240='Pick Lists'!$B$265,P836,P900-P836))","v":""},null,{"$f":"AND(T$867,OR($J$240='Pick Lists'!$B$282,$J$242='Pick Lists'!$B$288),D900<=YearImpact,D900>=AdoptionYear)","v":false}]
[null,null,null,2043,null,{"$f":"IF($J$238=\"\",\"\",IF(EEEnterDefault2='Pick Lists'!$B$265,0,IF($L$248='Pick Lists'!$B$64,DataProjection!D267/Conversions!$F$90,DataProjection!D267)))","v":""},"=",{"$f":"IF(F901=\"\",\"\",IF(F901=\"\",\"\",IF(OR($L$248='Pick Lists'!$B$63,$L$248='Pick Lists'!$B$64),F901*Conversions!$K$50,F901*IF($L$248='Pick Lists'!$B$17,Conversions!$K$56,VLOOKUP(VLOOKUP($J$238,'Pick Lists'!$B$92:$C$146,2,FALSE),'Fuel EFs'!$B$7:$X$59,14+MATCH($L$248,'Pick Lists'!$B$17:$B$25,0),FALSE)))))","v":""},"×",{"$f":"IF($H$734=Grid_Elec,IF($H$736='Pick Lists'!$C$269,J355,IF(OR($H$736='Pick Lists'!$C$271,$H$736='Pick Lists'!$C$277,$H$736='Pick Lists'!$C$278,$H$736='Pick Lists'!$C$278),$H$737,H772)),IF($H$734<>Grid_Elec,EEEmFact,\"\"))","v":0},"×","","/",{"$f":"IF(F901=\"\",\"\",Conversions!$D$81)","v":""},"=",{"$f":"IF(F901=\"\",\"\",IF($J$238='Pick Lists'!$B$90,F901*L901,H901)*J901/N901)","v":""},null,{"$f":"IF(F901=\"\",\"\",IF($J$240='Pick Lists'!$B$265,P837,P901-P837))","v":""},null,{"$f":"AND(T$867,OR($J$240='Pick Lists'!$B$282,$J$242='Pick Lists'!$B$288),D901<=YearImpact,D901>=AdoptionYear)","v":false}]
[null,null,null,2044,null,{"$f":"IF($J$238=\"\",\"\",IF(EEEnterDefault2='Pick Lists'!$B$265,0,IF($L$248='Pick Lists'!$B$64,DataProjection!D268/Conversions!$F$90,DataProjection!D268)))","v":""},"=",{"$f":"IF(F902=\"\",\"\",IF(F902=\"\",\"\",IF(OR($L$248='Pick Lists'!$B$63,$L$248='Pick Lists'!$B$64),F902*Conversions!$K$50,F902*IF($L$248='Pick Lists'!$B$17,Conversions!$K$56,VLOOKUP(VLOOKUP($J$238,'Pick Lists'!$B$92:$C$146,2,FALSE),'Fuel EFs'!$B$7:$X$59,14+MATCH($L$248,'Pick Lists'!$B$17:$B$25,0),FALSE)))))","v":""},"×",{"$f":"IF($H$734=Grid_Elec,IF($H$736='Pick Lists'!$C$269,J356,IF(OR($H$736='Pick Lists'!$C$271,$H$736='Pick Lists'!$C$277,$H$736='Pick Lists'!$C$278,$H$736='Pick Lists'!$C$278),$H$737,H773)),IF($H$734<>Grid_Elec,EEEmFact,\"\"))","v":0},"×","","/",{"$f":"IF(F902=\"\",\"\",Conversions!$D$81)","v":""},"=",{"$f":"IF(F902=\"\",\"\",IF($J$238='Pick Lists'!$B$90,F902*L902,H902)*J902/N902)","v":""},null,{"$f":"IF(F902=\"\",\"\",IF($J$240='Pick Lists'!$B$265,P838,P902-P838))","v":""},null,{"$f":"AND(T$867,OR($J$240='Pick Lists'!$B$282,$J$242='Pick Lists'!$B$288),D902<=YearImpact,D902>=AdoptionYear)","v":false}]
[null,null,null,2045,null,{"$f":"IF($J$238=\"\",\"\",IF(EEEnterDefault2='Pick Lists'!$B$265,0,IF($L$248='Pick Lists'!$B$64,DataProjection!D269/Conversions!$F$90,DataProjection!D269)))","v":""},"=",{"$f":"IF(F903=\"\",\"\",IF(F903=\"\",\"\",IF(OR($L$248='Pick Lists'!$B$63,$L$248='Pick Lists'!$B$64),F903*Conversions!$K$50,F903*IF($L$248='Pick Lists'!$B$17,Conversions!$K$56,VLOOKUP(VLOOKUP($J$238,'Pick Lists'!$B$92:$C$146,2,FALSE),'Fuel EFs'!$B$7:$X$59,14+MATCH($L$248,'Pick Lists'!$B$17:$B$25,0),FALSE)))))","v":""},"×",{"$f":"IF($H$734=Grid_Elec,IF($H$736='Pick Lists'!$C$269,J357,IF(OR($H$736='Pick Lists'!$C$271,$H$736='Pick Lists'!$C$277,$H$736='Pick Lists'!$C$278,$H$736='Pick Lists'!$C$278),$H$737,H774)),IF($H$734<>Grid_Elec,EEEmFact,\"\"))","v":0},"×","","/",{"$f":"IF(F903=\"\",\"\",Conversions!$D$81)","v":""},"=",{"$f":"IF(F903=\"\",\"\",IF($J$238='Pick Lists'!$B$90,F903*L903,H903)*J903/N903)","v":""},null,{"$f":"IF(F903=\"\",\"\",IF($J$240='Pick Lists'!$B$265,P839,P903-P839))","v":""},null,{"$f":"AND(T$867,OR($J$240='Pick Lists'!$B$282,$J$242='Pick Lists'!$B$288),D903<=YearImpact,D903>=AdoptionYear)","v":false}]
[null,null,null,2046,null,{"$f":"IF($J$238=\"\",\"\",IF(EEEnterDefault2='Pick Lists'!$B$265,0,IF($L$248='Pick Lists'!$B$64,DataProjection!D270/Conversions!$F$90,DataProjection!D270)))","v":""},"=",{"$f":"IF(F904=\"\",\"\",IF(F904=\"\",\"\",IF(OR($L$248='Pick Lists'!$B$63,$L$248='Pick Lists'!$B$64),F904*Conversions!$K$50,F904*IF($L$248='Pick Lists'!$B$17,Conversions!$K$56,VLOOKUP(VLOOKUP($J$238,'Pick Lists'!$B$92:$C$146,2,FALSE),'Fuel EFs'!$B$7:$X$59,14+MATCH($L$248,'Pick Lists'!$B$17:$B$25,0),FALSE)))))","v":""},"×",{"$f":"IF($H$734=Grid_Elec,IF($H$736='Pick Lists'!$C$269,J358,IF(OR($H$736='Pick Lists'!$C$271,$H$736='Pick Lists'!$C$277,$H$736='Pick Lists'!$C$278,$H$736='Pick Lists'!$C$278),$H$737,H775)),IF($H$734<>Grid_Elec,EEEmFact,\"\"))","v":0},"×","","/",{"$f":"IF(F904=\"\",\"\",Conversions!$D$81)","v":""},"=",{"$f":"IF(F904=\"\",\"\",IF($J$238='Pick Lists'!$B$90,F904*L904,H904)*J904/N904)","v":""},null,{"$f":"IF(F904=\"\",\"\",IF($J$240='Pick Lists'!$B$265,P840,P904-P840))","v":""},null,{"$f":"AND(T$867,OR($J$240='Pick Lists'!$B$282,$J$242='Pick Lists'!$B$288),D904<=YearImpact,D904>=AdoptionYear)","v":false}]
[null,null,null,2047,null,{"$f":"IF($J$238=\"\",\"\",IF(EEEnterDefault2='Pick Lists'!$B$265,0,IF($L$248='Pick Lists'!$B$64,DataProjection!D271/Conversions!$F$90,DataProjection!D271)))","v":""},"=",{"$f":"IF(F905=\"\",\"\",IF(F905=\"\",\"\",IF(OR($L$248='Pick Lists'!$B$63,$L$248='Pick Lists'!$B$64),F905*Conversions!$K$50,F905*IF($L$248='Pick Lists'!$B$17,Conversions!$K$56,VLOOKUP(VLOOKUP($J$238,'Pick Lists'!$B$92:$C$146,2,FALSE),'Fuel EFs'!$B$7:$X$59,14+MATCH($L$248,'Pick Lists'!$B$17:$B$25,0),FALSE)))))","v":""},"×",{"$f":"IF($H$734=Grid_Elec,IF($H$736='Pick Lists'!$C$269,J359,IF(OR($H$736='Pick Lists'!$C$271,$H$736='Pick Lists'!$C$277,$H$736='Pick Lists'!$C$278,$H$736='Pick Lists'!$C$278),$H$737,H776)),IF($H$734<>Grid_Elec,EEEmFact,\"\"))","v":0},"×","","/",{"$f":"IF(F905=\"\",\"\",Conversions!$D$81)","v":""},"=",{"$f":"IF(F905=\"\",\"\",IF($J$238='Pick Lists'!$B$90,F905*L905,H905)*J905/N905)","v":""},null,{"$f":"IF(F905=\"\",\"\",IF($J$240='Pick Lists'!$B$265,P841,P905-P841))","v":""},null,{"$f":"AND(T$867,OR($J$240='Pick Lists'!$B$282,$J$242='Pick Lists'!$B$288),D905<=YearImpact,D905>=AdoptionYear)","v":false}]
[null,null,null,2048,null,{"$f":"IF($J$238=\"\",\"\",IF(EEEnterDefault2='Pick Lists'!$B$265,0,IF($L$248='Pick Lists'!$B$64,DataProjection!D272/Conversions!$F$90,DataProjection!D272)))","v":""},"=",{"$f":"IF(F906=\"\",\"\",IF(F906=\"\",\"\",IF(OR($L$248='Pick Lists'!$B$63,$L$248='Pick Lists'!$B$64),F906*Conversions!$K$50,F906*IF($L$248='Pick Lists'!$B$17,Conversions!$K$56,VLOOKUP(VLOOKUP($J$238,'Pick Lists'!$B$92:$C$146,2,FALSE),'Fuel EFs'!$B$7:$X$59,14+MATCH($L$248,'Pick Lists'!$B$17:$B$25,0),FALSE)))))","v":""},"×",{"$f":"IF($H$734=Grid_Elec,IF($H$736='Pick Lists'!$C$269,J360,IF(OR($H$736='Pick Lists'!$C$271,$H$736='Pick Lists'!$C$277,$H$736='Pick Lists'!$C$278,$H$736='Pick Lists'!$C$278),$H$737,H777)),IF($H$734<>Grid_Elec,EEEmFact,\"\"))","v":0},"×","","/",{"$f":"IF(F906=\"\",\"\",Conversions!$D$81)","v":""},"=",{"$f":"IF(F906=\"\",\"\",IF($J$238='Pick Lists'!$B$90,F906*L906,H906)*J906/N906)","v":""},null,{"$f":"IF(F906=\"\",\"\",IF($J$240='Pick Lists'!$B$265,P842,P906-P842))","v":""},null,{"$f":"AND(T$867,OR($J$240='Pick Lists'!$B$282,$J$242='Pick Lists'!$B$288),D906<=YearImpact,D906>=AdoptionYear)","v":false}]
[null,null,null,2049,null,{"$f":"IF($J$238=\"\",\"\",IF(EEEnterDefault2='Pick Lists'!$B$265,0,IF($L$248='Pick Lists'!$B$64,DataProjection!D273/Conversions!$F$90,DataProjection!D273)))","v":""},"=",{"$f":"IF(F907=\"\",\"\",IF(F907=\"\",\"\",IF(OR($L$248='Pick Lists'!$B$63,$L$248='Pick Lists'!$B$64),F907*Conversions!$K$50,F907*IF($L$248='Pick Lists'!$B$17,Conversions!$K$56,VLOOKUP(VLOOKUP($J$238,'Pick Lists'!$B$92:$C$146,2,FALSE),'Fuel EFs'!$B$7:$X$59,14+MATCH($L$248,'Pick Lists'!$B$17:$B$25,0),FALSE)))))","v":""},"×",{"$f":"IF($H$734=Grid_Elec,IF($H$736='Pick Lists'!$C$269,J361,IF(OR($H$736='Pick Lists'!$C$271,$H$736='Pick Lists'!$C$277,$H$736='Pick Lists'!$C$278,$H$736='Pick Lists'!$C$278),$H$737,H778)),IF($H$734<>Grid_Elec,EEEmFact,\"\"))","v":0},"×","","/",{"$f":"IF(F907=\"\",\"\",Conversions!$D$81)","v":""},"=",{"$f":"IF(F907=\"\",\"\",IF($J$238='Pick Lists'!$B$90,F907*L907,H907)*J907/N907)","v":""},null,{"$f":"IF(F907=\"\",\"\",IF($J$240='Pick Lists'!$B$265,P843,P907-P843))","v":""},null,{"$f":"AND(T$867,OR($J$240='Pick Lists'!$B$282,$J$242='Pick Lists'!$B$288),D907<=YearImpact,D907>=AdoptionYear)","v":false}]
[null,null,null,2050,null,{"$f":"IF($J$238=\"\",\"\",IF(EEEnterDefault2='Pick Lists'!$B$265,0,IF($L$248='Pick Lists'!$B$64,DataProjection!D274/Conversions!$F$90,DataProjection!D274)))","v":""},"=",{"$f":"IF(F908=\"\",\"\",IF(F908=\"\",\"\",IF(OR($L$248='Pick Lists'!$B$63,$L$248='Pick Lists'!$B$64),F908*Conversions!$K$50,F908*IF($L$248='Pick Lists'!$B$17,Conversions!$K$56,VLOOKUP(VLOOKUP($J$238,'Pick Lists'!$B$92:$C$146,2,FALSE),'Fuel EFs'!$B$7:$X$59,14+MATCH($L$248,'Pick Lists'!$B$17:$B$25,0),FALSE)))))","v":""},"×",{"$f":"IF($H$734=Grid_Elec,IF($H$736='Pick Lists'!$C$269,J362,IF(OR($H$736='Pick Lists'!$C$271,$H$736='Pick Lists'!$C$277,$H$736='Pick Lists'!$C$278,$H$736='Pick Lists'!$C$278),$H$737,H779)),IF($H$734<>Grid_Elec,EEEmFact,\"\"))","v":0},"×",{"$f":"IF(F908=\"\",\"\",IF(GridLossEE=\"NA\",\"NA\",1/(1-GridLossEE)))","v":""},"/",{"$f":"IF(F908=\"\",\"\",Conversions!$D$81)","v":""},"=",{"$f":"IF(F908=\"\",\"\",IF($J$238='Pick Lists'!$B$90,F908*L908,H908)*J908/N908)","v":""},null,{"$f":"IF(F908=\"\",\"\",IF($J$240='Pick Lists'!$B$265,P844,P908-P844))","v":""},null,{"$f":"AND(T$867,OR($J$240='Pick Lists'!$B$282,$J$242='Pick Lists'!$B$288),D908<=YearImpact,D908>=AdoptionYear)","v":false}]
[null,null,null,2051,null,{"$f":"IF($J$238=\"\",\"\",IF(EEEnterDefault2='Pick Lists'!$B$265,0,IF($L$248='Pick Lists'!$B$64,DataProjection!D275/Conversions!$F$90,DataProjection!D275)))","v":""},"=",{"$f":"IF(F909=\"\",\"\",IF(F909=\"\",\"\",IF(OR($L$248='Pick Lists'!$B$63,$L$248='Pick Lists'!$B$64),F909*Conversions!$K$50,F909*IF($L$248='Pick Lists'!$B$17,Conversions!$K$56,VLOOKUP(VLOOKUP($J$238,'Pick Lists'!$B$92:$C$146,2,FALSE),'Fuel EFs'!$B$7:$X$59,14+MATCH($L$248,'Pick Lists'!$B$17:$B$25,0),FALSE)))))","v":""},"×",{"$f":"IF($H$734=Grid_Elec,IF($H$736='Pick Lists'!$C$269,J363,IF(OR($H$736='Pick Lists'!$C$271,$H$736='Pick Lists'!$C$277,$H$736='Pick Lists'!$C$278,$H$736='Pick Lists'!$C$278),$H$737,H780)),IF($H$734<>Grid_Elec,EEEmFact,\"\"))","v":0},"×","","/",{"$f":"IF(F909=\"\",\"\",Conversions!$D$81)","v":""},"=",{"$f":"IF(F909=\"\",\"\",IF($J$238='Pick Lists'!$B$90,F909*L909,H909)*J909/N909)","v":""},null,{"$f":"IF(F909=\"\",\"\",IF($J$240='Pick Lists'!$B$265,P845,P909-P845))","v":""},null,{"$f":"AND(T$867,OR($J$240='Pick Lists'!$B$282,$J$242='Pick Lists'!$B$288),D909<=YearImpact,D909>=AdoptionYear)","v":false}]
[null,null,null,2052,null,{"$f":"IF($J$238=\"\",\"\",IF(EEEnterDefault2='Pick Lists'!$B$265,0,IF($L$248='Pick Lists'!$B$64,DataProjection!D276/Conversions!$F$90,DataProjection!D276)))","v":""},"=",{"$f":"IF(F910=\"\",\"\",IF(F910=\"\",\"\",IF(OR($L$248='Pick Lists'!$B$63,$L$248='Pick Lists'!$B$64),F910*Conversions!$K$50,F910*IF($L$248='Pick Lists'!$B$17,Conversions!$K$56,VLOOKUP(VLOOKUP($J$238,'Pick Lists'!$B$92:$C$146,2,FALSE),'Fuel EFs'!$B$7:$X$59,14+MATCH($L$248,'Pick Lists'!$B$17:$B$25,0),FALSE)))))","v":""},"×",{"$f":"IF($H$734=Grid_Elec,IF($H$736='Pick Lists'!$C$269,J364,IF(OR($H$736='Pick Lists'!$C$271,$H$736='Pick Lists'!$C$277,$H$736='Pick Lists'!$C$278,$H$736='Pick Lists'!$C$278),$H$737,H781)),IF($H$734<>Grid_Elec,EEEmFact,\"\"))","v":0},"×","","/",{"$f":"IF(F910=\"\",\"\",Conversions!$D$81)","v":""},"=",{"$f":"IF(F910=\"\",\"\",IF($J$238='Pick Lists'!$B$90,F910*L910,H910)*J910/N910)","v":""},null,{"$f":"IF(F910=\"\",\"\",IF($J$240='Pick Lists'!$B$265,P846,P910-P846))","v":""},null,{"$f":"AND(T$867,OR($J$240='Pick Lists'!$B$282,$J$242='Pick Lists'!$B$288),D910<=YearImpact,D910>=AdoptionYear)","v":false}]
[null,null,null,2053,null,{"$f":"IF($J$238=\"\",\"\",IF(EEEnterDefault2='Pick Lists'!$B$265,0,IF($L$248='Pick Lists'!$B$64,DataProjection!D277/Conversions!$F$90,DataProjection!D277)))","v":""},"=",{"$f":"IF(F911=\"\",\"\",IF(F911=\"\",\"\",IF(OR($L$248='Pick Lists'!$B$63,$L$248='Pick Lists'!$B$64),F911*Conversions!$K$50,F911*IF($L$248='Pick Lists'!$B$17,Conversions!$K$56,VLOOKUP(VLOOKUP($J$238,'Pick Lists'!$B$92:$C$146,2,FALSE),'Fuel EFs'!$B$7:$X$59,14+MATCH($L$248,'Pick Lists'!$B$17:$B$25,0),FALSE)))))","v":""},"×",{"$f":"IF($H$734=Grid_Elec,IF($H$736='Pick Lists'!$C$269,J365,IF(OR($H$736='Pick Lists'!$C$271,$H$736='Pick Lists'!$C$277,$H$736='Pick Lists'!$C$278,$H$736='Pick Lists'!$C$278),$H$737,H782)),IF($H$734<>Grid_Elec,EEEmFact,\"\"))","v":0},"×","","/",{"$f":"IF(F911=\"\",\"\",Conversions!$D$81)","v":""},"=",{"$f":"IF(F911=\"\",\"\",IF($J$238='Pick Lists'!$B$90,F911*L911,H911)*J911/N911)","v":""},null,{"$f":"IF(F911=\"\",\"\",IF($J$240='Pick Lists'!$B$265,P847,P911-P847))","v":""},null,{"$f":"AND(T$867,OR($J$240='Pick Lists'!$B$282,$J$242='Pick Lists'!$B$288),D911<=YearImpact,D911>=AdoptionYear)","v":false}]
[null,null,null,2054,null,{"$f":"IF($J$238=\"\",\"\",IF(EEEnterDefault2='Pick Lists'!$B$265,0,IF($L$248='Pick Lists'!$B$64,DataProjection!D278/Conversions!$F$90,DataProjection!D278)))","v":""},"=",{"$f":"IF(F912=\"\",\"\",IF(F912=\"\",\"\",IF(OR($L$248='Pick Lists'!$B$63,$L$248='Pick Lists'!$B$64),F912*Conversions!$K$50,F912*IF($L$248='Pick Lists'!$B$17,Conversions!$K$56,VLOOKUP(VLOOKUP($J$238,'Pick Lists'!$B$92:$C$146,2,FALSE),'Fuel EFs'!$B$7:$X$59,14+MATCH($L$248,'Pick Lists'!$B$17:$B$25,0),FALSE)))))","v":""},"×",{"$f":"IF($H$734=Grid_Elec,IF($H$736='Pick Lists'!$C$269,J366,IF(OR($H$736='Pick Lists'!$C$271,$H$736='Pick Lists'!$C$277,$H$736='Pick Lists'!$C$278,$H$736='Pick Lists'!$C$278),$H$737,H783)),IF($H$734<>Grid_Elec,EEEmFact,\"\"))","v":0},"×","","/",{"$f":"IF(F912=\"\",\"\",Conversions!$D$81)","v":""},"=",{"$f":"IF(F912=\"\",\"\",IF($J$238='Pick Lists'!$B$90,F912*L912,H912)*J912/N912)","v":""},null,{"$f":"IF(F912=\"\",\"\",IF($J$240='Pick Lists'!$B$265,P848,P912-P848))","v":""},null,{"$f":"AND(T$867,OR($J$240='Pick Lists'!$B$282,$J$242='Pick Lists'!$B$288),D912<=YearImpact,D912>=AdoptionYear)","v":false}]
[null,null,null,2055,null,{"$f":"IF($J$238=\"\",\"\",IF(EEEnterDefault2='Pick Lists'!$B$265,0,IF($L$248='Pick Lists'!$B$64,DataProjection!D279/Conversions!$F$90,DataProjection!D279)))","v":""},"=",{"$f":"IF(F913=\"\",\"\",IF(F913=\"\",\"\",IF(OR($L$248='Pick Lists'!$B$63,$L$248='Pick Lists'!$B$64),F913*Conversions!$K$50,F913*IF($L$248='Pick Lists'!$B$17,Conversions!$K$56,VLOOKUP(VLOOKUP($J$238,'Pick Lists'!$B$92:$C$146,2,FALSE),'Fuel EFs'!$B$7:$X$59,14+MATCH($L$248,'Pick Lists'!$B$17:$B$25,0),FALSE)))))","v":""},"×",{"$f":"IF($H$734=Grid_Elec,IF($H$736='Pick Lists'!$C$269,J367,IF(OR($H$736='Pick Lists'!$C$271,$H$736='Pick Lists'!$C$277,$H$736='Pick Lists'!$C$278,$H$736='Pick Lists'!$C$278),$H$737,H784)),IF($H$734<>Grid_Elec,EEEmFact,\"\"))","v":0},"×","","/",{"$f":"IF(F913=\"\",\"\",Conversions!$D$81)","v":""},"=",{"$f":"IF(F913=\"\",\"\",IF($J$238='Pick Lists'!$B$90,F913*L913,H913)*J913/N913)","v":""},null,{"$f":"IF(F913=\"\",\"\",IF($J$240='Pick Lists'!$B$265,P849,P913-P849))","v":""},null,{"$f":"AND(T$867,OR($J$240='Pick Lists'!$B$282,$J$242='Pick Lists'!$B$288),D913<=YearImpact,D913>=AdoptionYear)","v":false}]
[null,null,null,2056,null,{"$f":"IF($J$238=\"\",\"\",IF(EEEnterDefault2='Pick Lists'!$B$265,0,IF($L$248='Pick Lists'!$B$64,DataProjection!D280/Conversions!$F$90,DataProjection!D280)))","v":""},"=",{"$f":"IF(F914=\"\",\"\",IF(F914=\"\",\"\",IF(OR($L$248='Pick Lists'!$B$63,$L$248='Pick Lists'!$B$64),F914*Conversions!$K$50,F914*IF($L$248='Pick Lists'!$B$17,Conversions!$K$56,VLOOKUP(VLOOKUP($J$238,'Pick Lists'!$B$92:$C$146,2,FALSE),'Fuel EFs'!$B$7:$X$59,14+MATCH($L$248,'Pick Lists'!$B$17:$B$25,0),FALSE)))))","v":""},"×",{"$f":"IF($H$734=Grid_Elec,IF($H$736='Pick Lists'!$C$269,J368,IF(OR($H$736='Pick Lists'!$C$271,$H$736='Pick Lists'!$C$277,$H$736='Pick Lists'!$C$278,$H$736='Pick Lists'!$C$278),$H$737,H785)),IF($H$734<>Grid_Elec,EEEmFact,\"\"))","v":0},"×","","/",{"$f":"IF(F914=\"\",\"\",Conversions!$D$81)","v":""},"=",{"$f":"IF(F914=\"\",\"\",IF($J$238='Pick Lists'!$B$90,F914*L914,H914)*J914/N914)","v":""},null,{"$f":"IF(F914=\"\",\"\",IF($J$240='Pick Lists'!$B$265,P850,P914-P850))","v":""},null,{"$f":"AND(T$867,OR($J$240='Pick Lists'!$B$282,$J$242='Pick Lists'!$B$288),D914<=YearImpact,D914>=AdoptionYear)","v":false}]
[null,null,null,2057,null,{"$f":"IF($J$238=\"\",\"\",IF(EEEnterDefault2='Pick Lists'!$B$265,0,IF($L$248='Pick Lists'!$B$64,DataProjection!D281/Conversions!$F$90,DataProjection!D281)))","v":""},"=",{"$f":"IF(F915=\"\",\"\",IF(F915=\"\",\"\",IF(OR($L$248='Pick Lists'!$B$63,$L$248='Pick Lists'!$B$64),F915*Conversions!$K$50,F915*IF($L$248='Pick Lists'!$B$17,Conversions!$K$56,VLOOKUP(VLOOKUP($J$238,'Pick Lists'!$B$92:$C$146,2,FALSE),'Fuel EFs'!$B$7:$X$59,14+MATCH($L$248,'Pick Lists'!$B$17:$B$25,0),FALSE)))))","v":""},"×",{"$f":"IF($H$734=Grid_Elec,IF($H$736='Pick Lists'!$C$269,J369,IF(OR($H$736='Pick Lists'!$C$271,$H$736='Pick Lists'!$C$277,$H$736='Pick Lists'!$C$278,$H$736='Pick Lists'!$C$278),$H$737,H786)),IF($H$734<>Grid_Elec,EEEmFact,\"\"))","v":0},"×","","/",{"$f":"IF(F915=\"\",\"\",Conversions!$D$81)","v":""},"=",{"$f":"IF(F915=\"\",\"\",IF($J$238='Pick Lists'!$B$90,F915*L915,H915)*J915/N915)","v":""},null,{"$f":"IF(F915=\"\",\"\",IF($J$240='Pick Lists'!$B$265,P851,P915-P851))","v":""},null,{"$f":"AND(T$867,OR($J$240='Pick Lists'!$B$282,$J$242='Pick Lists'!$B$288),D915<=YearImpact,D915>=AdoptionYear)","v":false}]
[null,null,null,2058,null,{"$f":"IF($J$238=\"\",\"\",IF(EEEnterDefault2='Pick Lists'!$B$265,0,IF($L$248='Pick Lists'!$B$64,DataProjection!D282/Conversions!$F$90,DataProjection!D282)))","v":""},"=",{"$f":"IF(F916=\"\",\"\",IF(F916=\"\",\"\",IF(OR($L$248='Pick Lists'!$B$63,$L$248='Pick Lists'!$B$64),F916*Conversions!$K$50,F916*IF($L$248='Pick Lists'!$B$17,Conversions!$K$56,VLOOKUP(VLOOKUP($J$238,'Pick Lists'!$B$92:$C$146,2,FALSE),'Fuel EFs'!$B$7:$X$59,14+MATCH($L$248,'Pick Lists'!$B$17:$B$25,0),FALSE)))))","v":""},"×",{"$f":"IF($H$734=Grid_Elec,IF($H$736='Pick Lists'!$C$269,J370,IF(OR($H$736='Pick Lists'!$C$271,$H$736='Pick Lists'!$C$277,$H$736='Pick Lists'!$C$278,$H$736='Pick Lists'!$C$278),$H$737,H787)),IF($H$734<>Grid_Elec,EEEmFact,\"\"))","v":0},"×","","/",{"$f":"IF(F916=\"\",\"\",Conversions!$D$81)","v":""},"=",{"$f":"IF(F916=\"\",\"\",IF($J$238='Pick Lists'!$B$90,F916*L916,H916)*J916/N916)","v":""},null,{"$f":"IF(F916=\"\",\"\",IF($J$240='Pick Lists'!$B$265,P852,P916-P852))","v":""},null,{"$f":"AND(T$867,OR($J$240='Pick Lists'!$B$282,$J$242='Pick Lists'!$B$288),D916<=YearImpact,D916>=AdoptionYear)","v":false}]
[null,null,null,2059,null,{"$f":"IF($J$238=\"\",\"\",IF(EEEnterDefault2='Pick Lists'!$B$265,0,IF($L$248='Pick Lists'!$B$64,DataProjection!D283/Conversions!$F$90,DataProjection!D283)))","v":""},"=",{"$f":"IF(F917=\"\",\"\",IF(F917=\"\",\"\",IF(OR($L$248='Pick Lists'!$B$63,$L$248='Pick Lists'!$B$64),F917*Conversions!$K$50,F917*IF($L$248='Pick Lists'!$B$17,Conversions!$K$56,VLOOKUP(VLOOKUP($J$238,'Pick Lists'!$B$92:$C$146,2,FALSE),'Fuel EFs'!$B$7:$X$59,14+MATCH($L$248,'Pick Lists'!$B$17:$B$25,0),FALSE)))))","v":""},"×",{"$f":"IF($H$734=Grid_Elec,IF($H$736='Pick Lists'!$C$269,J371,IF(OR($H$736='Pick Lists'!$C$271,$H$736='Pick Lists'!$C$277,$H$736='Pick Lists'!$C$278,$H$736='Pick Lists'!$C$278),$H$737,H788)),IF($H$734<>Grid_Elec,EEEmFact,\"\"))","v":0},"×","","/",{"$f":"IF(F917=\"\",\"\",Conversions!$D$81)","v":""},"=",{"$f":"IF(F917=\"\",\"\",IF($J$238='Pick Lists'!$B$90,F917*L917,H917)*J917/N917)","v":""},null,{"$f":"IF(F917=\"\",\"\",IF($J$240='Pick Lists'!$B$265,P853,P917-P853))","v":""},null,{"$f":"AND(T$867,OR($J$240='Pick Lists'!$B$282,$J$242='Pick Lists'!$B$288),D917<=YearImpact,D917>=AdoptionYear)","v":false}]
[null,null,null,2060,null,{"$f":"IF($J$238=\"\",\"\",IF(EEEnterDefault2='Pick Lists'!$B$265,0,IF($L$248='Pick Lists'!$B$64,DataProjection!D284/Conversions!$F$90,DataProjection!D284)))","v":""},"=",{"$f":"IF(F918=\"\",\"\",IF(F918=\"\",\"\",IF(OR($L$248='Pick Lists'!$B$63,$L$248='Pick Lists'!$B$64),F918*Conversions!$K$50,F918*IF($L$248='Pick Lists'!$B$17,Conversions!$K$56,VLOOKUP(VLOOKUP($J$238,'Pick Lists'!$B$92:$C$146,2,FALSE),'Fuel EFs'!$B$7:$X$59,14+MATCH($L$248,'Pick Lists'!$B$17:$B$25,0),FALSE)))))","v":""},"×",{"$f":"IF($H$734=Grid_Elec,IF($H$736='Pick Lists'!$C$269,J372,IF(OR($H$736='Pick Lists'!$C$271,$H$736='Pick Lists'!$C$277,$H$736='Pick Lists'!$C$278,$H$736='Pick Lists'!$C$278),$H$737,H789)),IF($H$734<>Grid_Elec,EEEmFact,\"\"))","v":0},"×","","/",{"$f":"IF(F918=\"\",\"\",Conversions!$D$81)","v":""},"=",{"$f":"IF(F918=\"\",\"\",IF($J$238='Pick Lists'!$B$90,F918*L918,H918)*J918/N918)","v":""},null,{"$f":"IF(F918=\"\",\"\",IF($J$240='Pick Lists'!$B$265,P854,P918-P854))","v":""},null,{"$f":"AND(T$867,OR($J$240='Pick Lists'!$B$282,$J$242='Pick Lists'!$B$288),D918<=YearImpact,D918>=AdoptionYear)","v":false}]
[null,null,null,2061,null,{"$f":"IF($J$238=\"\",\"\",IF(EEEnterDefault2='Pick Lists'!$B$265,0,IF($L$248='Pick Lists'!$B$64,DataProjection!D285/Conversions!$F$90,DataProjection!D285)))","v":""},"=",{"$f":"IF(F919=\"\",\"\",IF(F919=\"\",\"\",IF(OR($L$248='Pick Lists'!$B$63,$L$248='Pick Lists'!$B$64),F919*Conversions!$K$50,F919*IF($L$248='Pick Lists'!$B$17,Conversions!$K$56,VLOOKUP(VLOOKUP($J$238,'Pick Lists'!$B$92:$C$146,2,FALSE),'Fuel EFs'!$B$7:$X$59,14+MATCH($L$248,'Pick Lists'!$B$17:$B$25,0),FALSE)))))","v":""},"×",{"$f":"IF($H$734=Grid_Elec,IF($H$736='Pick Lists'!$C$269,J373,IF(OR($H$736='Pick Lists'!$C$271,$H$736='Pick Lists'!$C$277,$H$736='Pick Lists'!$C$278,$H$736='Pick Lists'!$C$278),$H$737,H790)),IF($H$734<>Grid_Elec,EEEmFact,\"\"))","v":0},"×","","/",{"$f":"IF(F919=\"\",\"\",Conversions!$D$81)","v":""},"=",{"$f":"IF(F919=\"\",\"\",IF($J$238='Pick Lists'!$B$90,F919*L919,H919)*J919/N919)","v":""},null,{"$f":"IF(F919=\"\",\"\",IF($J$240='Pick Lists'!$B$265,P855,P919-P855))","v":""},null,{"$f":"AND(T$867,OR($J$240='Pick Lists'!$B$282,$J$242='Pick Lists'!$B$288),D919<=YearImpact,D919>=AdoptionYear)","v":false}]
[null,null,null,2062,null,{"$f":"IF($J$238=\"\",\"\",IF(EEEnterDefault2='Pick Lists'!$B$265,0,IF($L$248='Pick Lists'!$B$64,DataProjection!D286/Conversions!$F$90,DataProjection!D286)))","v":""},"=",{"$f":"IF(F920=\"\",\"\",IF(F920=\"\",\"\",IF(OR($L$248='Pick Lists'!$B$63,$L$248='Pick Lists'!$B$64),F920*Conversions!$K$50,F920*IF($L$248='Pick Lists'!$B$17,Conversions!$K$56,VLOOKUP(VLOOKUP($J$238,'Pick Lists'!$B$92:$C$146,2,FALSE),'Fuel EFs'!$B$7:$X$59,14+MATCH($L$248,'Pick Lists'!$B$17:$B$25,0),FALSE)))))","v":""},"×",{"$f":"IF($H$734=Grid_Elec,IF($H$736='Pick Lists'!$C$269,J374,IF(OR($H$736='Pick Lists'!$C$271,$H$736='Pick Lists'!$C$277,$H$736='Pick Lists'!$C$278,$H$736='Pick Lists'!$C$278),$H$737,H791)),IF($H$734<>Grid_Elec,EEEmFact,\"\"))","v":0},"×","","/",{"$f":"IF(F920=\"\",\"\",Conversions!$D$81)","v":""},"=",{"$f":"IF(F920=\"\",\"\",IF($J$238='Pick Lists'!$B$90,F920*L920,H920)*J920/N920)","v":""},null,{"$f":"IF(F920=\"\",\"\",IF($J$240='Pick Lists'!$B$265,P856,P920-P856))","v":""},null,{"$f":"AND(T$867,OR($J$240='Pick Lists'!$B$282,$J$242='Pick Lists'!$B$288),D920<=YearImpact,D920>=AdoptionYear)","v":false}]
[null,null,null,2063,null,{"$f":"IF($J$238=\"\",\"\",IF(EEEnterDefault2='Pick Lists'!$B$265,0,IF($L$248='Pick Lists'!$B$64,DataProjection!D287/Conversions!$F$90,DataProjection!D287)))","v":""},"=",{"$f":"IF(F921=\"\",\"\",IF(F921=\"\",\"\",IF(OR($L$248='Pick Lists'!$B$63,$L$248='Pick Lists'!$B$64),F921*Conversions!$K$50,F921*IF($L$248='Pick Lists'!$B$17,Conversions!$K$56,VLOOKUP(VLOOKUP($J$238,'Pick Lists'!$B$92:$C$146,2,FALSE),'Fuel EFs'!$B$7:$X$59,14+MATCH($L$248,'Pick Lists'!$B$17:$B$25,0),FALSE)))))","v":""},"×",{"$f":"IF($H$734=Grid_Elec,IF($H$736='Pick Lists'!$C$269,J375,IF(OR($H$736='Pick Lists'!$C$271,$H$736='Pick Lists'!$C$277,$H$736='Pick Lists'!$C$278,$H$736='Pick Lists'!$C$278),$H$737,H792)),IF($H$734<>Grid_Elec,EEEmFact,\"\"))","v":0},"×","","/",{"$f":"IF(F921=\"\",\"\",Conversions!$D$81)","v":""},"=",{"$f":"IF(F921=\"\",\"\",IF($J$238='Pick Lists'!$B$90,F921*L921,H921)*J921/N921)","v":""},null,{"$f":"IF(F921=\"\",\"\",IF($J$240='Pick Lists'!$B$265,P857,P921-P857))","v":""},null,{"$f":"AND(T$867,OR($J$240='Pick Lists'!$B$282,$J$242='Pick Lists'!$B$288),D921<=YearImpact,D921>=AdoptionYear)","v":false}]
[null,null,null,2064,null,{"$f":"IF($J$238=\"\",\"\",IF(EEEnterDefault2='Pick Lists'!$B$265,0,IF($L$248='Pick Lists'!$B$64,DataProjection!D288/Conversions!$F$90,DataProjection!D288)))","v":""},"=",{"$f":"IF(F922=\"\",\"\",IF(F922=\"\",\"\",IF(OR($L$248='Pick Lists'!$B$63,$L$248='Pick Lists'!$B$64),F922*Conversions!$K$50,F922*IF($L$248='Pick Lists'!$B$17,Conversions!$K$56,VLOOKUP(VLOOKUP($J$238,'Pick Lists'!$B$92:$C$146,2,FALSE),'Fuel EFs'!$B$7:$X$59,14+MATCH($L$248,'Pick Lists'!$B$17:$B$25,0),FALSE)))))","v":""},"×",{"$f":"IF($H$734=Grid_Elec,IF($H$736='Pick Lists'!$C$269,J376,IF(OR($H$736='Pick Lists'!$C$271,$H$736='Pick Lists'!$C$277,$H$736='Pick Lists'!$C$278,$H$736='Pick Lists'!$C$278),$H$737,H793)),IF($H$734<>Grid_Elec,EEEmFact,\"\"))","v":0},"×","","/",{"$f":"IF(F922=\"\",\"\",Conversions!$D$81)","v":""},"=",{"$f":"IF(F922=\"\",\"\",IF($J$238='Pick Lists'!$B$90,F922*L922,H922)*J922/N922)","v":""},null,{"$f":"IF(F922=\"\",\"\",IF($J$240='Pick Lists'!$B$265,P858,P922-P858))","v":""},null,{"$f":"AND(T$867,OR($J$240='Pick Lists'!$B$282,$J$242='Pick Lists'!$B$288),D922<=YearImpact,D922>=AdoptionYear)","v":false}]
[null,null,null,2065,null,{"$f":"IF($J$238=\"\",\"\",IF(EEEnterDefault2='Pick Lists'!$B$265,0,IF($L$248='Pick Lists'!$B$64,DataProjection!D289/Conversions!$F$90,DataProjection!D289)))","v":""},"=",{"$f":"IF(F923=\"\",\"\",IF(F923=\"\",\"\",IF(OR($L$248='Pick Lists'!$B$63,$L$248='Pick Lists'!$B$64),F923*Conversions!$K$50,F923*IF($L$248='Pick Lists'!$B$17,Conversions!$K$56,VLOOKUP(VLOOKUP($J$238,'Pick Lists'!$B$92:$C$146,2,FALSE),'Fuel EFs'!$B$7:$X$59,14+MATCH($L$248,'Pick Lists'!$B$17:$B$25,0),FALSE)))))","v":""},"×",{"$f":"IF($H$734=Grid_Elec,IF($H$736='Pick Lists'!$C$269,J377,IF(OR($H$736='Pick Lists'!$C$271,$H$736='Pick Lists'!$C$277,$H$736='Pick Lists'!$C$278,$H$736='Pick Lists'!$C$278),$H$737,H794)),IF($H$734<>Grid_Elec,EEEmFact,\"\"))","v":0},"×","","/",{"$f":"IF(F923=\"\",\"\",Conversions!$D$81)","v":""},"=",{"$f":"IF(F923=\"\",\"\",IF($J$238='Pick Lists'!$B$90,F923*L923,H923)*J923/N923)","v":""},null,{"$f":"IF(F923=\"\",\"\",IF($J$240='Pick Lists'!$B$265,P859,P923-P859))","v":""},null,{"$f":"AND(T$867,OR($J$240='Pick Lists'!$B$282,$J$242='Pick Lists'!$B$288),D923<=YearImpact,D923>=AdoptionYear)","v":false}]
[null,null,null,2066,null,{"$f":"IF($J$238=\"\",\"\",IF(EEEnterDefault2='Pick Lists'!$B$265,0,IF($L$248='Pick Lists'!$B$64,DataProjection!D290/Conversions!$F$90,DataProjection!D290)))","v":""},"=",{"$f":"IF(F924=\"\",\"\",IF(F924=\"\",\"\",IF(OR($L$248='Pick Lists'!$B$63,$L$248='Pick Lists'!$B$64),F924*Conversions!$K$50,F924*IF($L$248='Pick Lists'!$B$17,Conversions!$K$56,VLOOKUP(VLOOKUP($J$238,'Pick Lists'!$B$92:$C$146,2,FALSE),'Fuel EFs'!$B$7:$X$59,14+MATCH($L$248,'Pick Lists'!$B$17:$B$25,0),FALSE)))))","v":""},"×",{"$f":"IF($H$734=Grid_Elec,IF($H$736='Pick Lists'!$C$269,J378,IF(OR($H$736='Pick Lists'!$C$271,$H$736='Pick Lists'!$C$277,$H$736='Pick Lists'!$C$278,$H$736='Pick Lists'!$C$278),$H$737,H795)),IF($H$734<>Grid_Elec,EEEmFact,\"\"))","v":0},"×","","/",{"$f":"IF(F924=\"\",\"\",Conversions!$D$81)","v":""},"=",{"$f":"IF(F924=\"\",\"\",IF($J$238='Pick Lists'!$B$90,F924*L924,H924)*J924/N924)","v":""},null,{"$f":"IF(F924=\"\",\"\",IF($J$240='Pick Lists'!$B$265,P860,P924-P860))","v":""},null,{"$f":"AND(T$867,OR($J$240='Pick Lists'!$B$282,$J$242='Pick Lists'!$B$288),D924<=YearImpact,D924>=AdoptionYear)","v":false}]
[null,null,null,2067,null,{"$f":"IF($J$238=\"\",\"\",IF(EEEnterDefault2='Pick Lists'!$B$265,0,IF($L$248='Pick Lists'!$B$64,DataProjection!D291/Conversions!$F$90,DataProjection!D291)))","v":""},"=",{"$f":"IF(F925=\"\",\"\",IF(F925=\"\",\"\",IF(OR($L$248='Pick Lists'!$B$63,$L$248='Pick Lists'!$B$64),F925*Conversions!$K$50,F925*IF($L$248='Pick Lists'!$B$17,Conversions!$K$56,VLOOKUP(VLOOKUP($J$238,'Pick Lists'!$B$92:$C$146,2,FALSE),'Fuel EFs'!$B$7:$X$59,14+MATCH($L$248,'Pick Lists'!$B$17:$B$25,0),FALSE)))))","v":""},"×",{"$f":"IF($H$734=Grid_Elec,IF($H$736='Pick Lists'!$C$269,J379,IF(OR($H$736='Pick Lists'!$C$271,$H$736='Pick Lists'!$C$277,$H$736='Pick Lists'!$C$278,$H$736='Pick Lists'!$C$278),$H$737,H796)),IF($H$734<>Grid_Elec,EEEmFact,\"\"))","v":0},"×","","/",{"$f":"IF(F925=\"\",\"\",Conversions!$D$81)","v":""},"=",{"$f":"IF(F925=\"\",\"\",IF($J$238='Pick Lists'!$B$90,F925*L925,H925)*J925/N925)","v":""},null,{"$f":"IF(F925=\"\",\"\",IF($J$240='Pick Lists'!$B$265,P861,P925-P861))","v":""},null,{"$f":"AND(T$867,OR($J$240='Pick Lists'!$B$282,$J$242='Pick Lists'!$B$288),D925<=YearImpact,D925>=AdoptionYear)","v":false}]
[null,null,null,2068,null,{"$f":"IF($J$238=\"\",\"\",IF(EEEnterDefault2='Pick Lists'!$B$265,0,IF($L$248='Pick Lists'!$B$64,DataProjection!D292/Conversions!$F$90,DataProjection!D292)))","v":""},"=",{"$f":"IF(F926=\"\",\"\",IF(F926=\"\",\"\",IF(OR($L$248='Pick Lists'!$B$63,$L$248='Pick Lists'!$B$64),F926*Conversions!$K$50,F926*IF($L$248='Pick Lists'!$B$17,Conversions!$K$56,VLOOKUP(VLOOKUP($J$238,'Pick Lists'!$B$92:$C$146,2,FALSE),'Fuel EFs'!$B$7:$X$59,14+MATCH($L$248,'Pick Lists'!$B$17:$B$25,0),FALSE)))))","v":""},"×",{"$f":"IF($H$734=Grid_Elec,IF($H$736='Pick Lists'!$C$269,J380,IF(OR($H$736='Pick Lists'!$C$271,$H$736='Pick Lists'!$C$277,$H$736='Pick Lists'!$C$278,$H$736='Pick Lists'!$C$278),$H$737,H797)),IF($H$734<>Grid_Elec,EEEmFact,\"\"))","v":0},"×","","/",{"$f":"IF(F926=\"\",\"\",Conversions!$D$81)","v":""},"=",{"$f":"IF(F926=\"\",\"\",IF($J$238='Pick Lists'!$B$90,F926*L926,H926)*J926/N926)","v":""},null,{"$f":"IF(F926=\"\",\"\",IF($J$240='Pick Lists'!$B$265,P862,P926-P862))","v":""},null,{"$f":"AND(T$867,OR($J$240='Pick Lists'!$B$282,$J$242='Pick Lists'!$B$288),D926<=YearImpact,D926>=AdoptionYear)","v":false}]
[null,null,null,2069,null,{"$f":"IF($J$238=\"\",\"\",IF(EEEnterDefault2='Pick Lists'!$B$265,0,IF($L$248='Pick Lists'!$B$64,DataProjection!D293/Conversions!$F$90,DataProjection!D293)))","v":""},"=",{"$f":"IF(F927=\"\",\"\",IF(F927=\"\",\"\",IF(OR($L$248='Pick Lists'!$B$63,$L$248='Pick Lists'!$B$64),F927*Conversions!$K$50,F927*IF($L$248='Pick Lists'!$B$17,Conversions!$K$56,VLOOKUP(VLOOKUP($J$238,'Pick Lists'!$B$92:$C$146,2,FALSE),'Fuel EFs'!$B$7:$X$59,14+MATCH($L$248,'Pick Lists'!$B$17:$B$25,0),FALSE)))))","v":""},"×",{"$f":"IF($H$734=Grid_Elec,IF($H$736='Pick Lists'!$C$269,J381,IF(OR($H$736='Pick Lists'!$C$271,$H$736='Pick Lists'!$C$277,$H$736='Pick Lists'!$C$278,$H$736='Pick Lists'!$C$278),$H$737,H798)),IF($H$734<>Grid_Elec,EEEmFact,\"\"))","v":0},"×","","/",{"$f":"IF(F927=\"\",\"\",Conversions!$D$81)","v":""},"=",{"$f":"IF(F927=\"\",\"\",IF($J$238='Pick Lists'!$B$90,F927*L927,H927)*J927/N927)","v":""},null,{"$f":"IF(F927=\"\",\"\",IF($J$240='Pick Lists'!$B$265,P863,P927-P863))","v":""},null,{"$f":"AND(T$867,OR($J$240='Pick Lists'!$B$282,$J$242='Pick Lists'!$B$288),D927<=YearImpact,D927>=AdoptionYear)","v":false}]
[null,null,null,2070,null,{"$f":"IF($J$238=\"\",\"\",IF(EEEnterDefault2='Pick Lists'!$B$265,0,IF($L$248='Pick Lists'!$B$64,DataProjection!D294/Conversions!$F$90,DataProjection!D294)))","v":""},"=",{"$f":"IF(F928=\"\",\"\",IF(F928=\"\",\"\",IF(OR($L$248='Pick Lists'!$B$63,$L$248='Pick Lists'!$B$64),F928*Conversions!$K$50,F928*IF($L$248='Pick Lists'!$B$17,Conversions!$K$56,VLOOKUP(VLOOKUP($J$238,'Pick Lists'!$B$92:$C$146,2,FALSE),'Fuel EFs'!$B$7:$X$59,14+MATCH($L$248,'Pick Lists'!$B$17:$B$25,0),FALSE)))))","v":""},"×",{"$f":"IF($H$734=Grid_Elec,IF($H$736='Pick Lists'!$C$269,J382,IF(OR($H$736='Pick Lists'!$C$271,$H$736='Pick Lists'!$C$277,$H$736='Pick Lists'!$C$278,$H$736='Pick Lists'!$C$278),$H$737,H799)),IF($H$734<>Grid_Elec,EEEmFact,\"\"))","v":0},"×","","/",{"$f":"IF(F928=\"\",\"\",Conversions!$D$81)","v":""},"=",{"$f":"IF(F928=\"\",\"\",IF($J$238='Pick Lists'!$B$90,F928*L928,H928)*J928/N928)","v":""},null,{"$f":"IF(F928=\"\",\"\",IF($J$240='Pick Lists'!$B$265,P864,P928-P864))","v":""},null,{"$f":"AND(T$867,OR($J$240='Pick Lists'!$B$282,$J$242='Pick Lists'!$B$288),D928<=YearImpact,D928>=AdoptionYear)","v":false}]
[{"$f":"A804","v":{"$error":"#REF!"}},null,null,null,null,null,null,null,null,null,null,null,null,null,null,null,null,null,null,{"$f":"T730","v":false}]
["Stop"]

{"sheet":"Results","index":3,"n_rows":146,"n_cols":28,"rows_kept":146,"cut":false,"hidden":false,"merged":[[145,2,150,13],[4,1,4,13],[91,2,91,3],[21,4,21,6],[22,4,22,6],[26,4,26,6],[27,4,27,6]]}
[]
[null,"Results"]
[]
[]
[null,"This page summarizes total FY GHGs reduced or avoided (tCO2e) and a breakdown of projected GHG reductions according to Indicator EG.12-7."]
[]
[null,"Results and Summary"]
[]
[null,"Action Information Summary"]
[null,null,"Implementing Mechanism Number",null,null,null,{"$f":"IF('Data Input'!F14=\"\",\"\",'Data Input'!F14)","v":""}]
[null,null,"Implementing Mechanism Name",null,null,null,{"$f":"IF('Data Input'!F15=\"\",\"\",'Data Input'!F15)","v":""}]
[null,null,"Action Name",null,null,null,{"$f":"IF('Data Input'!F16=\"\",\"\",'Data Input'!F16)","v":""}]
[null,null,"Current Fiscal Year",null,null,null,{"$f":"'Data Input'!F17","v":0}]
[null,null,"Action Implementation Year",null,null,null,{"$f":"IF('Data Input'!F18=\"\",\"\",'Data Input'!F18)","v":""}]
[null,null,"Country",null,null,null,{"$f":"IF('Data Input'!F23=\"\",\"\",'Data Input'!F23)","v":""}]
[null,null,"Clean Energy Result",null,null,null,{"$f":"IF('Data Input'!H34=\"\",\"\",'Data Input'!H34)","v":""}]
[]
[]
[null,"Total Projected GHG Reductions"]
[]
[null,null,"Total GHGs Reduced/Avoided from Year of Implementation through Project Lifetime"]
[null,null,null,null,"Emission Reductions (tCO2e)"]
[null,null,null,null,{"$f":"SUM($I$36:$I$91)","v":0}]
[]
[]
[null,null,"Total GHGs Reduced/Avoided from Current FY through Project Lifetime"]
[null,null,null,null,"Emission Reductions (tCO2e)"]
[null,null,null,null,{"$f":"SUMIFS($I$36:$I$91,$AA$36:$AA$91,\">=0\")","v":0}]
[]
[]
[]
[]
[null,"Projected GHG Reductions, disaggregated according to Indicator EG. 12-7 (tCO2e)"]
[]
[null,null,"Identifier","Year","Baseline Emissions",null,"Activity Emissions",null,"Emission Reductions"]
[null,null,{"$f":"_xlfn.IFS(AA36<0,\"Prior\",AA36=0,\"Current FY\",AND(AA36>0,AA36<11),\"Current FY+\"&AA36,AA36>10,\"Onward\")","v":"Onward"},2015,{"$f":"DataProjection!K372","v":0},"-",{"$f":"DataProjection!K437","v":0},"=",{"$f":"DataProjection!K502","v":0},null,null,null,null,null,null,null,null,null,null,null,null,null,null,null,null,null,{"$f":"D36-CurrentFY","v":2015},{"$f":"AND(AA36>=0,AA36<=10)","v":false}]
[null,null,{"$f":"_xlfn.IFS(AA37<0,\"Prior\",AA37=0,\"Current FY\",AND(AA37>0,AA37<11),\"Current FY+\"&AA37,AA37>10,\"Onward\")","v":"Onward"},2016,{"$f":"DataProjection!K373","v":0},"-",{"$f":"DataProjection!K438","v":0},"=",{"$f":"DataProjection!K503","v":0},null,null,null,null,null,null,null,null,null,null,null,null,null,null,null,null,null,2016,false]
[null,null,{"$f":"_xlfn.IFS(AA38<0,\"Prior\",AA38=0,\"Current FY\",AND(AA38>0,AA38<11),\"Current FY+\"&AA38,AA38>10,\"Onward\")","v":"Onward"},2017,{"$f":"DataProjection!K374","v":0},"-",{"$f":"DataProjection!K439","v":0},"=",{"$f":"DataProjection!K504","v":0},null,null,null,null,null,null,null,null,null,null,null,null,null,null,null,null,null,2017,false]
[null,null,{"$f":"_xlfn.IFS(AA39<0,\"Prior\",AA39=0,\"Current FY\",AND(AA39>0,AA39<11),\"Current FY+\"&AA39,AA39>10,\"Onward\")","v":"Onward"},2018,{"$f":"DataProjection!K375","v":0},"-",{"$f":"DataProjection!K440","v":0},"=",{"$f":"DataProjection!K505","v":0},null,null,null,null,null,null,null,null,null,null,null,null,null,null,null,null,null,2018,false]
[null,null,{"$f":"_xlfn.IFS(AA40<0,\"Prior\",AA40=0,\"Current FY\",AND(AA40>0,AA40<11),\"Current FY+\"&AA40,AA40>10,\"Onward\")","v":"Onward"},2019,{"$f":"DataProjection!K376","v":0},"-",{"$f":"DataProjection!K441","v":0},"=",{"$f":"DataProjection!K506","v":0},null,null,null,null,null,null,null,null,null,null,null,null,null,null,null,null,null,2019,false]
[null,null,{"$f":"_xlfn.IFS(AA41<0,\"Prior\",AA41=0,\"Current FY\",AND(AA41>0,AA41<11),\"Current FY+\"&AA41,AA41>10,\"Onward\")","v":"Onward"},2020,{"$f":"DataProjection!K377","v":0},"-",{"$f":"DataProjection!K442","v":0},"=",{"$f":"DataProjection!K507","v":0},null,null,null,null,null,null,null,null,null,null,null,null,null,null,null,null,null,2020,false]
[null,null,{"$f":"_xlfn.IFS(AA42<0,\"Prior\",AA42=0,\"Current FY\",AND(AA42>0,AA42<11),\"Current FY+\"&AA42,AA42>10,\"Onward\")","v":"Onward"},2021,{"$f":"DataProjection!K378","v":0},"-",{"$f":"DataProjection!K443","v":0},"=",{"$f":"DataProjection!K508","v":0},null,null,null,null,null,null,null,null,null,null,null,null,null,null,null,null,null,{"$f":"D42-CurrentFY","v":2021},{"$f":"AND(AA42>=0,AA42<=10)","v":false}]
[null,null,{"$f":"_xlfn.IFS(AA43<0,\"Prior\",AA43=0,\"Current FY\",AND(AA43>0,AA43<11),\"Current FY+\"&AA43,AA43>10,\"Onward\")","v":"Onward"},2022,{"$f":"DataProjection!K379","v":0},"-",{"$f":"DataProjection!K444","v":0},"=",{"$f":"DataProjection!K509","v":0},null,null,null,null,null,null,null,null,null,null,null,null,null,null,null,null,null,2022,false]
[null,null,{"$f":"_xlfn.IFS(AA44<0,\"Prior\",AA44=0,\"Current FY\",AND(AA44>0,AA44<11),\"Current FY+\"&AA44,AA44>10,\"Onward\")","v":"Onward"},2023,{"$f":"DataProjection!K380","v":0},"-",{"$f":"DataProjection!K445","v":0},"=",{"$f":"DataProjection!K510","v":0},null,null,null,null,null,null,null,null,null,null,null,null,null,null,null,null,null,2023,false]
[null,null,{"$f":"_xlfn.IFS(AA45<0,\"Prior\",AA45=0,\"Current FY\",AND(AA45>0,AA45<11),\"Current FY+\"&AA45,AA45>10,\"Onward\")","v":"Onward"},2024,{"$f":"DataProjection!K381","v":0},"-",{"$f":"DataProjection!K446","v":0},"=",{"$f":"DataProjection!K511","v":0},null,null,null,null,null,null,null,null,null,null,null,null,null,null,null,null,null,2024,false]
[null,null,{"$f":"_xlfn.IFS(AA46<0,\"Prior\",AA46=0,\"Current FY\",AND(AA46>0,AA46<11),\"Current FY+\"&AA46,AA46>10,\"Onward\")","v":"Onward"},2025,{"$f":"DataProjection!K382","v":0},"-",{"$f":"DataProjection!K447","v":0},"=",{"$f":"DataProjection!K512","v":0},null,null,null,null,null,null,null,null,null,null,null,null,null,null,null,null,null,2025,false]
[null,null,{"$f":"_xlfn.IFS(AA47<0,\"Prior\",AA47=0,\"Current FY\",AND(AA47>0,AA47<11),\"Current FY+\"&AA47,AA47>10,\"Onward\")","v":"Onward"},2026,{"$f":"DataProjection!K383","v":0},"-",{"$f":"DataProjection!K448","v":0},"=",{"$f":"DataProjection!K513","v":0},null,null,null,null,null,null,null,null,null,null,null,null,null,null,null,null,null,2026,false]
[null,null,{"$f":"_xlfn.IFS(AA48<0,\"Prior\",AA48=0,\"Current FY\",AND(AA48>0,AA48<11),\"Current FY+\"&AA48,AA48>10,\"Onward\")","v":"Onward"},2027,{"$f":"DataProjection!K384","v":0},"-",{"$f":"DataProjection!K449","v":0},"=",{"$f":"DataProjection!K514","v":0},null,null,null,null,null,null,null,null,null,null,null,null,null,null,null,null,null,2027,false]
[null,null,{"$f":"_xlfn.IFS(AA49<0,\"Prior\",AA49=0,\"Current FY\",AND(AA49>0,AA49<11),\"Current FY+\"&AA49,AA49>10,\"Onward\")","v":"Onward"},2028,{"$f":"DataProjection!K385","v":0},"-",{"$f":"DataProjection!K450","v":0},"=",{"$f":"DataProjection!K515","v":0},null,null,null,null,null,null,null,null,null,null,null,null,null,null,null,null,null,2028,false]
[null,null,{"$f":"_xlfn.IFS(AA50<0,\"Prior\",AA50=0,\"Current FY\",AND(AA50>0,AA50<11),\"Current FY+\"&AA50,AA50>10,\"Onward\")","v":"Onward"},2029,{"$f":"DataProjection!K386","v":0},"-",{"$f":"DataProjection!K451","v":0},"=",{"$f":"DataProjection!K516","v":0},null,null,null,null,null,null,null,null,null,null,null,null,null,null,null,null,null,2029,false]
[null,null,{"$f":"_xlfn.IFS(AA51<0,\"Prior\",AA51=0,\"Current FY\",AND(AA51>0,AA51<11),\"Current FY+\"&AA51,AA51>10,\"Onward\")","v":"Onward"},2030,{"$f":"DataProjection!K387","v":0},"-",{"$f":"DataProjection!K452","v":0},"=",{"$f":"DataProjection!K517","v":0},null,null,null,null,null,null,null,null,null,null,null,null,null,null,null,null,null,2030,false]
[null,null,{"$f":"_xlfn.IFS(AA52<0,\"Prior\",AA52=0,\"Current FY\",AND(AA52>0,AA52<11),\"Current FY+\"&AA52,AA52>10,\"Onward\")","v":"Onward"},2031,{"$f":"DataProjection!K388","v":0},"-",{"$f":"DataProjection!K453","v":0},"=",{"$f":"DataProjection!K518","v":0},null,null,null,null,null,null,null,null,null,null,null,null,null,null,null,null,null,2031,false]
[null,null,{"$f":"_xlfn.IFS(AA53<0,\"Prior\",AA53=0,\"Current FY\",AND(AA53>0,AA53<11),\"Current FY+\"&AA53,AA53>10,\"Onward\")","v":"Onward"},2032,{"$f":"DataProjection!K389","v":0},"-",{"$f":"DataProjection!K454","v":0},"=",{"$f":"DataProjection!K519","v":0},null,null,null,null,null,null,null,null,null,null,null,null,null,null,null,null,null,2032,false]
[null,null,{"$f":"_xlfn.IFS(AA54<0,\"Prior\",AA54=0,\"Current FY\",AND(AA54>0,AA54<11),\"Current FY+\"&AA54,AA54>10,\"Onward\")","v":"Onward"},2033,{"$f":"DataProjection!K390","v":0},"-",{"$f":"DataProjection!K455","v":0},"=",{"$f":"DataProjection!K520","v":0},null,null,null,null,null,null,null,null,null,null,null,null,null,null,null,null,null,2033,false]
[null,null,{"$f":"_xlfn.IFS(AA55<0,\"Prior\",AA55=0,\"Current FY\",AND(AA55>0,AA55<11),\"Current FY+\"&AA55,AA55>10,\"Onward\")","v":"Onward"},2034,{"$f":"DataProjection!K391","v":0},"-",{"$f":"DataProjection!K456","v":0},"=",{"$f":"DataProjection!K521","v":0},null,null,null,null,null,null,null,null,null,null,null,null,null,null,null,null,null,2034,false]
[null,null,{"$f":"_xlfn.IFS(AA56<0,\"Prior\",AA56=0,\"Current FY\",AND(AA56>0,AA56<11),\"Current FY+\"&AA56,AA56>10,\"Onward\")","v":"Onward"},2035,{"$f":"DataProjection!K392","v":0},"-",{"$f":"DataProjection!K457","v":0},"=",{"$f":"DataProjection!K522","v":0},null,null,null,null,null,null,null,null,null,null,null,null,null,null,null,null,null,2035,false]
[null,null,{"$f":"_xlfn.IFS(AA57<0,\"Prior\",AA57=0,\"Current FY\",AND(AA57>0,AA57<11),\"Current FY+\"&AA57,AA57>10,\"Onward\")","v":"Onward"},2036,{"$f":"DataProjection!K393","v":0},"-",{"$f":"DataProjection!K458","v":0},"=",{"$f":"DataProjection!K523","v":0},null,null,null,null,null,null,null,null,null,null,null,null,null,null,null,null,null,2036,false]
[null,null,{"$f":"_xlfn.IFS(AA58<0,\"Prior\",AA58=0,\"Current FY\",AND(AA58>0,AA58<11),\"Current FY+\"&AA58,AA58>10,\"Onward\")","v":"Onward"},2037,{"$f":"DataProjection!K394","v":0},"-",{"$f":"DataProjection!K459","v":0},"=",{"$f":"DataProjection!K524","v":0},null,null,null,null,null,null,null,null,null,null,null,null,null,null,null,null,null,2037,false]
[null,null,{"$f":"_xlfn.IFS(AA59<0,\"Prior\",AA59=0,\"Current FY\",AND(AA59>0,AA59<11),\"Current FY+\"&AA59,AA59>10,\"Onward\")","v":"Onward"},2038,{"$f":"DataProjection!K395","v":0},"-",{"$f":"DataProjection!K460","v":0},"=",{"$f":"DataProjection!K525","v":0},null,null,null,null,null,null,null,null,null,null,null,null,null,null,null,null,null,2038,false]
[null,null,{"$f":"_xlfn.IFS(AA60<0,\"Prior\",AA60=0,\"Current FY\",AND(AA60>0,AA60<11),\"Current FY+\"&AA60,AA60>10,\"Onward\")","v":"Onward"},2039,{"$f":"DataProjection!K396","v":0},"-",{"$f":"DataProjection!K461","v":0},"=",{"$f":"DataProjection!K526","v":0},null,null,null,null,null,null,null,null,null,null,null,null,null,null,null,null,null,2039,false]
[null,null,{"$f":"_xlfn.IFS(AA61<0,\"Prior\",AA61=0,\"Current FY\",AND(AA61>0,AA61<11),\"Current FY+\"&AA61,AA61>10,\"Onward\")","v":"Onward"},2040,{"$f":"DataProjection!K397","v":0},"-",{"$f":"DataProjection!K462","v":0},"=",{"$f":"DataProjection!K527","v":0},null,null,null,null,null,null,null,null,null,null,null,null,null,null,null,null,null,2040,false]
[null,null,{"$f":"_xlfn.IFS(AA62<0,\"Prior\",AA62=0,\"Current FY\",AND(AA62>0,AA62<11),\"Current FY+\"&AA62,AA62>10,\"Onward\")","v":"Onward"},2041,{"$f":"DataProjection!K398","v":0},"-",{"$f":"DataProjection!K463","v":0},"=",{"$f":"DataProjection!K528","v":0},null,null,null,null,null,null,null,null,null,null,null,null,null,null,null,null,null,2041,false]
[null,null,{"$f":"_xlfn.IFS(AA63<0,\"Prior\",AA63=0,\"Current FY\",AND(AA63>0,AA63<11),\"Current FY+\"&AA63,AA63>10,\"Onward\")","v":"Onward"},2042,{"$f":"DataProjection!K399","v":0},"-",{"$f":"DataProjection!K464","v":0},"=",{"$f":"DataProjection!K529","v":0},null,null,null,null,null,null,null,null,null,null,null,null,null,null,null,null,null,2042,false]
[null,null,{"$f":"_xlfn.IFS(AA64<0,\"Prior\",AA64=0,\"Current FY\",AND(AA64>0,AA64<11),\"Current FY+\"&AA64,AA64>10,\"Onward\")","v":"Onward"},2043,{"$f":"DataProjection!K400","v":0},"-",{"$f":"DataProjection!K465","v":0},"=",{"$f":"DataProjection!K530","v":0},null,null,null,null,null,null,null,null,null,null,null,null,null,null,null,null,null,2043,false]
[null,null,{"$f":"_xlfn.IFS(AA65<0,\"Prior\",AA65=0,\"Current FY\",AND(AA65>0,AA65<11),\"Current FY+\"&AA65,AA65>10,\"Onward\")","v":"Onward"},2044,{"$f":"DataProjection!K401","v":0},"-",{"$f":"DataProjection!K466","v":0},"=",{"$f":"DataProjection!K531","v":0},null,null,null,null,null,null,null,null,null,null,null,null,null,null,null,null,null,2044,false]
[null,null,{"$f":"_xlfn.IFS(AA66<0,\"Prior\",AA66=0,\"Current FY\",AND(AA66>0,AA66<11),\"Current FY+\"&AA66,AA66>10,\"Onward\")","v":"Onward"},2045,{"$f":"DataProjection!K402","v":0},"-",{"$f":"DataProjection!K467","v":0},"=",{"$f":"DataProjection!K532","v":0},null,null,null,null,null,null,null,null,null,null,null,null,null,null,null,null,null,2045,false]
[null,null,{"$f":"_xlfn.IFS(AA67<0,\"Prior\",AA67=0,\"Current FY\",AND(AA67>0,AA67<11),\"Current FY+\"&AA67,AA67>10,\"Onward\")","v":"Onward"},2046,{"$f":"DataProjection!K403","v":0},"-",{"$f":"DataProjection!K468","v":0},"=",{"$f":"DataProjection!K533","v":0},null,null,null,null,null,null,null,null,null,null,null,null,null,null,null,null,null,2046,false]
[null,null,{"$f":"_xlfn.IFS(AA68<0,\"Prior\",AA68=0,\"Current FY\",AND(AA68>0,AA68<11),\"Current FY+\"&AA68,AA68>10,\"Onward\")","v":"Onward"},2047,{"$f":"DataProjection!K404","v":0},"-",{"$f":"DataProjection!K469","v":0},"=",{"$f":"DataProjection!K534","v":0},null,null,null,null,null,null,null,null,null,null,null,null,null,null,null,null,null,2047,false]
[null,null,{"$f":"_xlfn.IFS(AA69<0,\"Prior\",AA69=0,\"Current FY\",AND(AA69>0,AA69<11),\"Current FY+\"&AA69,AA69>10,\"Onward\")","v":"Onward"},2048,{"$f":"DataProjection!K405","v":0},"-",{"$f":"DataProjection!K470","v":0},"=",{"$f":"DataProjection!K535","v":0},null,null,null,null,null,null,null,null,null,null,null,null,null,null,null,null,null,2048,false]
[null,null,{"$f":"_xlfn.IFS(AA70<0,\"Prior\",AA70=0,\"Current FY\",AND(AA70>0,AA70<11),\"Current FY+\"&AA70,AA70>10,\"Onward\")","v":"Onward"},2049,{"$f":"DataProjection!K406","v":0},"-",{"$f":"DataProjection!K471","v":0},"=",{"$f":"DataProjection!K536","v":0},null,null,null,null,null,null,null,null,null,null,null,null,null,null,null,null,null,2049,false]
[null,null,{"$f":"_xlfn.IFS(AA71<0,\"Prior\",AA71=0,\"Current FY\",AND(AA71>0,AA71<11),\"Current FY+\"&AA71,AA71>10,\"Onward\")","v":"Onward"},2050,{"$f":"DataProjection!K407","v":0},"-",{"$f":"DataProjection!K472","v":0},"=",{"$f":"DataProjection!K537","v":0},null,null,null,null,null,null,null,null,null,null,null,null,null,null,null,null,null,2050,false]
[null,null,{"$f":"_xlfn.IFS(AA72<0,\"Prior\",AA72=0,\"Current FY\",AND(AA72>0,AA72<11),\"Current FY+\"&AA72,AA72>10,\"Onward\")","v":"Onward"},2051,{"$f":"DataProjection!K408","v":0},"-",{"$f":"DataProjection!K473","v":0},"=",{"$f":"DataProjection!K538","v":0},null,null,null,null,null,null,null,null,null,null,null,null,null,null,null,null,null,2051,false]
[null,null,{"$f":"_xlfn.IFS(AA73<0,\"Prior\",AA73=0,\"Current FY\",AND(AA73>0,AA73<11),\"Current FY+\"&AA73,AA73>10,\"Onward\")","v":"Onward"},2052,{"$f":"DataProjection!K409","v":0},"-",{"$f":"DataProjection!K474","v":0},"=",{"$f":"DataProjection!K539","v":0},null,null,null,null,null,null,null,null,null,null,null,null,null,null,null,null,null,{"$f":"D73-CurrentFY","v":2052},false]
[null,null,{"$f":"_xlfn.IFS(AA74<0,\"Prior\",AA74=0,\"Current FY\",AND(AA74>0,AA74<11),\"Current FY+\"&AA74,AA74>10,\"Onward\")","v":"Onward"},2053,{"$f":"DataProjection!K410","v":0},"-",{"$f":"DataProjection!K475","v":0},"=",{"$f":"DataProjection!K540","v":0},null,null,null,null,null,null,null,null,null,null,null,null,null,null,null,null,null,2053,false]
[null,null,{"$f":"_xlfn.IFS(AA75<0,\"Prior\",AA75=0,\"Current FY\",AND(AA75>0,AA75<11),\"Current FY+\"&AA75,AA75>10,\"Onward\")","v":"Onward"},2054,{"$f":"DataProjection!K411","v":0},"-",{"$f":"DataProjection!K476","v":0},"=",{"$f":"DataProjection!K541","v":0},null,null,null,null,null,null,null,null,null,null,null,null,null,null,null,null,null,2054,false]
[null,null,{"$f":"_xlfn.IFS(AA76<0,\"Prior\",AA76=0,\"Current FY\",AND(AA76>0,AA76<11),\"Current FY+\"&AA76,AA76>10,\"Onward\")","v":"Onward"},2055,{"$f":"DataProjection!K412","v":0},"-",{"$f":"DataProjection!K477","v":0},"=",{"$f":"DataProjection!K542","v":0},null,null,null,null,null,null,null,null,null,null,null,null,null,null,null,null,null,2055,false]
[null,null,{"$f":"_xlfn.IFS(AA77<0,\"Prior\",AA77=0,\"Current FY\",AND(AA77>0,AA77<11),\"Current FY+\"&AA77,AA77>10,\"Onward\")","v":"Onward"},2056,{"$f":"DataProjection!K413","v":0},"-",{"$f":"DataProjection!K478","v":0},"=",{"$f":"DataProjection!K543","v":0},null,null,null,null,null,null,null,null,null,null,null,null,null,null,null,null,null,2056,false]
[null,null,{"$f":"_xlfn.IFS(AA78<0,\"Prior\",AA78=0,\"Current FY\",AND(AA78>0,AA78<11),\"Current FY+\"&AA78,AA78>10,\"Onward\")","v":"Onward"},2057,{"$f":"DataProjection!K414","v":0},"-",{"$f":"DataProjection!K479","v":0},"=",{"$f":"DataProjection!K544","v":0},null,null,null,null,null,null,null,null,null,null,null,null,null,null,null,null,null,2057,false]
[null,null,{"$f":"_xlfn.IFS(AA79<0,\"Prior\",AA79=0,\"Current FY\",AND(AA79>0,AA79<11),\"Current FY+\"&AA79,AA79>10,\"Onward\")","v":"Onward"},2058,{"$f":"DataProjection!K415","v":0},"-",{"$f":"DataProjection!K480","v":0},"=",{"$f":"DataProjection!K545","v":0},null,null,null,null,null,null,null,null,null,null,null,null,null,null,null,null,null,2058,false]
[null,null,{"$f":"_xlfn.IFS(AA80<0,\"Prior\",AA80=0,\"Current FY\",AND(AA80>0,AA80<11),\"Current FY+\"&AA80,AA80>10,\"Onward\")","v":"Onward"},2059,{"$f":"DataProjection!K416","v":0},"-",{"$f":"DataProjection!K481","v":0},"=",{"$f":"DataProjection!K546","v":0},null,null,null,null,null,null,null,null,null,null,null,null,null,null,null,null,null,2059,false]
[null,null,{"$f":"_xlfn.IFS(AA81<0,\"Prior\",AA81=0,\"Current FY\",AND(AA81>0,AA81<11),\"Current FY+\"&AA81,AA81>10,\"Onward\")","v":"Onward"},2060,{"$f":"DataProjection!K417","v":0},"-",{"$f":"DataProjection!K482","v":0},"=",{"$f":"DataProjection!K547","v":0},null,null,null,null,null,null,null,null,null,null,null,null,null,null,null,null,null,2060,false]
[null,null,{"$f":"_xlfn.IFS(AA82<0,\"Prior\",AA82=0,\"Current FY\",AND(AA82>0,AA82<11),\"Current FY+\"&AA82,AA82>10,\"Onward\")","v":"Onward"},2061,{"$f":"DataProjection!K418","v":0},"-",{"$f":"DataProjection!K483","v":0},"=",{"$f":"DataProjection!K548","v":0},null,null,null,null,null,null,null,null,null,null,null,null,null,null,null,null,null,2061,false]
[null,null,{"$f":"_xlfn.IFS(AA83<0,\"Prior\",AA83=0,\"Current FY\",AND(AA83>0,AA83<11),\"Current FY+\"&AA83,AA83>10,\"Onward\")","v":"Onward"},2062,{"$f":"DataProjection!K419","v":0},"-",{"$f":"DataProjection!K484","v":0},"=",{"$f":"DataProjection!K549","v":0},null,null,null,null,null,null,null,null,null,null,null,null,null,null,null,null,null,2062,false]
[null,null,{"$f":"_xlfn.IFS(AA84<0,\"Prior\",AA84=0,\"Current FY\",AND(AA84>0,AA84<11),\"Current FY+\"&AA84,AA84>10,\"Onward\")","v":"Onward"},2063,{"$f":"DataProjection!K420","v":0},"-",{"$f":"DataProjection!K485","v":0},"=",{"$f":"DataProjection!K550","v":0},null,null,null,null,null,null,null,null,null,null,null,null,null,null,null,null,null,2063,false]
[null,null,{"$f":"_xlfn.IFS(AA85<0,\"Prior\",AA85=0,\"Current FY\",AND(AA85>0,AA85<11),\"Current FY+\"&AA85,AA85>10,\"Onward\")","v":"Onward"},2064,{"$f":"DataProjection!K421","v":0},"-",{"$f":"DataProjection!K486","v":0},"=",{"$f":"DataProjection!K551","v":0},null,null,null,null,null,null,null,null,null,null,null,null,null,null,null,null,null,2064,false]
[null,null,{"$f":"_xlfn.IFS(AA86<0,\"Prior\",AA86=0,\"Current FY\",AND(AA86>0,AA86<11),\"Current FY+\"&AA86,AA86>10,\"Onward\")","v":"Onward"},2065,{"$f":"DataProjection!K422","v":0},"-",{"$f":"DataProjection!K487","v":0},"=",{"$f":"DataProjection!K552","v":0},null,null,null,null,null,null,null,null,null,null,null,null,null,null,null,null,null,2065,false]
[null,null,{"$f":"_xlfn.IFS(AA87<0,\"Prior\",AA87=0,\"Current FY\",AND(AA87>0,AA87<11),\"Current FY+\"&AA87,AA87>10,\"Onward\")","v":"Onward"},2066,{"$f":"DataProjection!K423","v":0},"-",{"$f":"DataProjection!K488","v":0},"=",{"$f":"DataProjection!K553","v":0},null,null,null,null,null,null,null,null,null,null,null,null,null,null,null,null,null,2066,false]
[null,null,{"$f":"_xlfn.IFS(AA88<0,\"Prior\",AA88=0,\"Current FY\",AND(AA88>0,AA88<11),\"Current FY+\"&AA88,AA88>10,\"Onward\")","v":"Onward"},2067,{"$f":"DataProjection!K424","v":0},"-",{"$f":"DataProjection!K489","v":0},"=",{"$f":"DataProjection!K554","v":0},null,null,null,null,null,null,null,null,null,null,null,null,null,null,null,null,null,2067,false]
[null,null,{"$f":"_xlfn.IFS(AA89<0,\"Prior\",AA89=0,\"Current FY\",AND(AA89>0,AA89<11),\"Current FY+\"&AA89,AA89>10,\"Onward\")","v":"Onward"},2068,{"$f":"DataProjection!K425","v":0},"-",{"$f":"DataProjection!K490","v":0},"=",{"$f":"DataProjection!K555","v":0},null,null,null,null,null,null,null,null,null,null,null,null,null,null,null,null,null,2068,false]
[null,null,{"$f":"_xlfn.IFS(AA90<0,\"Prior\",AA90=0,\"Current FY\",AND(AA90>0,AA90<11),\"Current FY+\"&AA90,AA90>10,\"Onward\")","v":"Onward"},2069,{"$f":"DataProjection!K426","v":0},"-",{"$f":"DataProjection!K491","v":0},"=",{"$f":"DataProjection!K556","v":0},null,null,null,null,null,null,null,null,null,null,null,null,null,null,null,null,null,2069,false]
[null,null,{"$f":"_xlfn.IFS(AA91<0,\"Prior\",AA91=0,\"Current FY\",AND(AA91>0,AA91<11),\"Current FY+\"&AA91,AA91>10,\"Onward\")","v":"Onward"},2070,{"$f":"DataProjection!K427","v":0},"-",{"$f":"DataProjection!K492","v":0},"=",{"$f":"DataProjection!K557","v":0},null,null,null,null,null,null,null,null,null,null,null,null,null,null,null,null,null,2070,false]
[null,null,"Remaining Life of Project",null,{"$f":"SUMIF($C$36:$C$91,\"Onward\",$E$36:$E$91)","v":0},"-",{"$f":"SUMIF($C$36:$C$91,\"Onward\",$G$36:$G$91)","v":0},"=",{"$f":"SUMIF($C$36:$C$91,\"Onward\",$I$36:$I$91)","v":0}]
[]
[]
[]
[]
[]
[]
[]
[]
[]
[]
[]
[]
[]
[]
[]
[]
[]
[]
[]
[]
[]
[]
[]
[]
[]
[]
[]
[]
[]
[]
[]
[]
[]
[]
[]
[]
[]
[]
[]
[]
[]
[]
[]
[]
[]
[]
[]
[]
[]
[]
[null,"Summary of Assumptions"]
[null,"Summary of all assumptions and comments."]
[]
[null,null,{"$f":"IF('Data Input'!C495=\"\",\"\",'Data Input'!C495)","v":""}]

{"sheet":"DataCollectionNeeds","index":4,"n_rows":222,"n_cols":5,"rows_kept":222,"cut":false,"hidden":false,"merged":[[7,1,10,4],[196,1,197,1],[196,2,197,2],[196,3,197,3],[194,3,195,3],[194,4,195,4],[194,1,195,1],[194,2,195,2],[206,1,207,1],[206,3,207,3],[206,4,207,4],[214,3,214,4],[214,1,214,2],[213,1,213,2],[206,2,207,2],[199,1,200,1],[201,1,202,1],[201,2,202,2],[199,3,200,3],[199,4,200,4],[199,2,200,2],[201,4,202,4],[201,3,202,3],[220,1,220,2],[220,3,220,4],[221,1,221,2],[221,3,221,4],[213,3,213,4],[215,1,215,2],[215,3,215,4],[218,3,218,4],[219,1,219,2],[219,3,219,4],[217,1,217,2],[217,3,217,4],[218,1,218,2],[216,1,216,2],[216,3,216,4]]}
[]
[null,"Data Collection Needs"]
[]
[]
[null,"This page lists the necessary data the user should collect for estimating GHG emission reductions, which will vary by the action type. "]
[]
[null,"CLEER GHG Projections Calculator Pathways"]
[null,"Instructions: This calculator is capable of estimating emissions using different sets of inputs. Follow the diagram below to understand how sets of inputs are grouped together to complete the calculations. The diagram will also be helpful in determining information you may need to collect in the future. Theree diagrams are presented for the three types of Clean Energy Results. Select the appropriate pathway for your Clean Energy Result.\n\nThe diagram is color-coded to differentiate the type of input. Highlighted data inputs are further explained in the table below the diagram. Blue shapes are questions asked in the calculator, which determine the set of inputs necessary. Grey shapes indicate a user-selected answer which are chosen from a drop down menu. Yellow shapes indicate a user-input that is manually entered. "]
[]
[]
[]
[null,"Please select the Pathways for the Clean Energy Result you would like to view. "]
[]
[null,"Renewable Electricity Generation"]
[]
[]
[]
[]
[]
[]
[]
[]
[]
[]
[]
[]
[]
[]
[]
[]
[]
[]
[]
[]
[]
[]
[]
[]
[]
[]
[]
[]
[]
[]
[]
[]
[]
[]
[]
[]
[]
[]
[]
[]
[]
[]
[]
[]
[]
[]
[]
[]
[]
[]
[]
[]
[]
[]
[]
[]
[]
[]
[]
[]
[]
[]
[]
[]
[null,"Fuel Switching"]
[]
[]
[]
[]
[]
[]
[]
[]
[]
[]
[]
[]
[]
[]
[]
[]
[]
[]
[]
[]
[]
[]
[]
[]
[]
[]
[]
[]
[]
[]
[]
[]
[]
[]
[]
[]
[]
[]
[]
[]
[]
[]
[]
[]
[]
[]
[]
[]
[]
[]
[]
[null,"Energy Efficiency"]
[]
[]
[]
[]
[]
[]
[]
[]
[]
[]
[]
[]
[]
[]
[]
[]
[]
[]
[]
[]
[]
[]
[]
[]
[]
[]
[]
[]
[]
[]
[]
[]
[]
[]
[]
[]
[]
[]
[]
[]
[]
[]
[]
[]
[]
[]
[]
[]
[]
[]
[]
[]
[]
[]
[]
[]
[]
[]
[]
[]
[null,"CLEER GHG Projections Calculator Data Collection Needs"]
[]
[null,"Source","Parameter","Definition","Typical Value/Units"]
[null,"User-Provided","Fuel Type","The type of traditional or alternate fuel consumed in the baseline and/or action in the reporting year","See a list of potential fuel types in Appendix A of the User Guide"]
[]
[null,"User-Provided","Electricity Generated or Consumed","Quantity of electricity consumed or generated by the action in the reporting year ","Kilowatt-hours (kWh)"]
[null,null,null,null,"Megawatt-hours (MWh)"]
[null,"User-Provided","Activity Fuel Consumed","Amount of alternate fuel consumed in the reporting year","Gigajoules (GJ), or one of the volumetric units, by fuel type."]
[null,"User-Provided","Baseline Fuel Consumed","Amount of traditional fuel consumed in the baseline of the reporting year","Gigajoules (GJ), or one of the volumetric units, by fuel type."]
[]
[null,"User-Provided","Percent Fuel Savings","Percent of fuel savings as a result of the action in the reporting year","Percent (0-99%)"]
[]
[null,"Default: IEA (2014)","Grid Line Loss Factor ","Average annual grid line loss due to transmission and distribution (%)","Percent (0-99%)"]
[null,"Default: IEA (2014)","Grid Electricity Emission Factor","Average GHG emission factor for grid electricity, coal, oil, and natural gas, by country","tCO2e/kWh of electricity"]
[null,"Default: WEO (2015)","Grid Electricity Emission Factor Projections","Average GHG emission factor for grid electricity, by region","tCO2e/kWh of electricity"]
[null,"Default: IPCC (2006)","Fuel-Specific Emission Factor","GHG emission factor for specific fuel types","tCO2e/GJ of fuel"]
[]
[null,"Note: See the CLEER Protocol Appendices for the default data sources and values. "]
[]
[]
[null,"CLEER GHG Projections Calculator Data Definitions"]
[]
[null,"Pick Lists or Data Elements",null,"Description"]
[null,"Impacts Remain Constant\nImpact Changes",null,"This option is used to select whether the impacts of the action are expected to remain constant or if they change over time. If the impacts are constant, the same activity data are used for all the future years. For Renewable Electricity Generation and Energy Efficiency clean energy results, the impacts are assumed to degrade by a default of 0.5%. "]
[null,"Enter for Each Individual Year\nForecast from Year of Implementation",null,"This option is activated if the user selects 'Impact Changes'. Users can enter the impact of the action for all future years individually if they have the data, or they can forecast it from the year of implementation. \n\nTo forecast, a combination of data inputs are required, including i) the annual rate of change of energy impacts, ii) the year impacts stop growing, iii) the year impacts stop altogether, and iv) technology degradation rate. They are described below. "]
[null,"Annnual rate of change of energy impacts",null,"The annual rate of change of energy impacts is the rate at which the impact of the action is growing. The default value of the rate of change is 0% and the user can over-write it if they know the site-specific values. The energy impacts will grow at this rate until the year that energy impacts stop growing. "]
[null,"Year that energy impacts stop growing",null,"The annual energy impacts are expected to grow at either 0% or user-entered percent until this year. After this year, the impacts will only be affected by the technology degradation rate. "]
[null,"Year that energy impacts stop altogether",null,"The annual energy impacts are expected to degrade at either 0.5% or user-entered percent until this year. After this year, the impacts will be zero. "]
[null,"Technology degradation rate",null,"The technology degradation rate is the rate at which the impact of the action degrades. The default value of the degradation rate is 0.5% in the CLEER LTI Tool. Users are encouraged to enter the technology-specific degradation rates, if available. "]
[null,"Grid Emission Factors (EFs)",null,"The historical Average Grid, Coal, Oil, and Natural Gas emission factors are obtained from International Energy Agency (IEA)'s CO2 Emissions from Fuels Combustion database. The most recent emission factors are for the year 2012. "]
[null,"Grid EF Projections",null,"The Average Grid Emission Factor is projected using regional emission factor estimations, obtained from IEA's World Energy Outlook. For each country, the most recent Average Grid EF from IEA is grown at the rate of change of the regional EF.  \n \nFor Coal, Oil and Natural Gas, the projected EFs are assumed to be held constant at the most recent EF, by country. "]

{"sheet":"Pick Lists","index":5,"n_rows":296,"n_cols":11,"rows_kept":296,"cut":false,"hidden":false,"merged":[]}
[]
[]
[null,"Pick Lists"]
[null,"Status List"]
[null,"Draft"]
[null,"In Review"]
[null,"Edits Required"]
[null,"Completed"]
[]
[null,"Grid Electricity"]
[null,"Grid (Average Mix)"]
[null,"Grid (Coal/Peat)"]
[null,"Grid (Oil)"]
[null,"Grid (Natural Gas)"]
[]
[null,"Fuel Units of Measure","<Do not change order>"]
[null,"Gigajoules (GJ)"]
[null,"Tonnes (t)"]
[null,"Gallons (gal)"]
[null,"Liters (L)"]
[null,"Pounds (lbs.)"]
[null,"Kilograms (kg)"]
[null,"Million BTUs (MMBTU)"]
[null,"Therms "]
[null,"100 Cubic Feet (Ccf)","Here just for Match/Vlookup"]
[]
[null,"Alternate Fuels List"]
[null,"Gigajoules (GJ)"]
[null,"Tonnes (t)"]
[null,"Pounds (lbs.)"]
[null,"Kilograms (kg)"]
[null,"Million BTUs (MMBTU)"]
[null,"Therms "]
[]
[null,"Natural Gas Fuels List"]
[null,"Gigajoules (GJ)"]
[null,"Tonnes (t)"]
[null,"Pounds (lbs.)"]
[null,"Kilograms (kg)"]
[null,"Million BTUs (MMBTU)"]
[null,"Therms "]
[null,"100 Cubic Feet (Ccf)"]
[]
[null,"Renewables Electricity Generation List"]
[null,"Solar Photovoltaic"]
[null,"Wind Turbine"]
[null,"Geothermal Power "]
[null,"Hydroelectric Power"]
[]
[null,"Yes No"]
[null,"Yes"]
[null,"No"]
[]
[null,"Source of Electricity"]
[null,"Grid Electricity"]
[null,"On-Site Combustion"]
[]
[]
[null,"Electricity"]
[null,"Diesel"]
[]
[null,"Electricity Units"]
[null,"kWh"]
[null,"MWh"]
[]
[null,"Clean Energy Types"]
[null,"Renewable Electricity Generation"]
[null,"Fuel Switching"]
[null,"Energy Efficiency"]
[]
[null,"Grid Connection Types"]
[null,"Central Utility Generation","->average mix, no line loss"]
[null,"Distributed/Microgrid Generation","-> average mix, with line loss"]
[null,"Off-Grid","-> diesel or average grid with line loss"]
[]
[null,"Grid Types"]
[null,"Combined Marginal Grid","Average Grid Mix"]
[null,"Coal"]
[null,"Oil"]
[null,"Natural Gas"]
[]
[null,"Off-Grid Alternatives"]
[null,"Average Grid Mix"]
[null,"Diesel Generator"]
[]
[]
[]
[null,"New Fuel List","[Do not remove blank rows]"]
[]
[null,"Grid Electricity"]
[]
[null,"--Common Fuels--"]
[null,"Natural Gas","Natural Gas"]
[null,"Charcoal","Biomass - Charcoal"]
[null,"Coal - Bituminous","Coal - Bituminous"]
[null,"Diesel","Oil - Gas/Diesel"]
[null,"Motor Gasoline (Petrol)","Gasoline - Motor"]
[null,"Liquefied Petroleum Gases (LPGs)","Liquefied Petroleum Gases"]
[null,"Kerosene","Kerosene - Other"]
[null,"Fuel Oil (Residual)","Oil - Residual Fuel"]
[null,"Wood and Wood Waste","Biomass - Wood / Wood Waste"]
[]
[null,"--Crude Oil and Petroleum Products--"]
[null,"Aviation Gasoline ","Gasoline - Aviation"]
[null,"Bitumen","Bitumen"]
[null,"Crude Oil","Oil - Crude"]
[null,"Ethane","Ethane"]
[null,"Jet Gasoline","Gasoline - Jet"]
[null,"Jet Kerosene","Kerosene - Jet"]
[null,"Lubricants","Lubricants"]
[null,"Naphtha","Naphtha"]
[null,"Natural Gas Liquids","Natural Gas Liquids"]
[null,"Orimulsion","Orimulsion"]
[null,"Other Petroleum Products","Oil - Other Petroleum"]
[null,"Petroleum Coke","Petroleum Coke"]
[null,"Refinery Feedstocks","Refinery Feedstocks"]
[null,"Refinery Gas","Oil - Refinery Gas"]
[null,"Shale Oil","Oil - Shale"]
[null,"Waxes","Oil - Paraffin Waxes"]
[null,"White Spirit and SBP","Oil - White Spirit and SBP"]
[]
[null,"--Coal and Coal Products--"]
[null,"Anthracite","Coal - Anthracite"]
[null,"Blast Furnace Gas","Blast Furnace Gas"]
[null,"Brown Coal Briquettes","Brown Coal Briquettes"]
[null,"Coal Tar","Coal Tar"]
[null,"Coke Oven Coke and Lignite Coke","Coke - Coke Oven and Lignite"]
[null,"Coke Oven Gas","Coke Oven Gas"]
[null,"Coking Coal","Coal - Coking Coal"]
[null,"Gas Coke","Coke - Gas"]
[null,"Gas Works Gas","Gas Works Gas"]
[null,"Lignite","Coal - Lignite"]
[null,"Oil Shale and Tar Sands","Oil Shale and Tar Sands"]
[null,"Oxygen Steel Furnace Gas","Oxygen Steel Furnace Gas"]
[null,"Patent Fuel","Patent Fuel"]
[null,"Sub-Bituminous Coal","Coal - Sub-Bituminous"]
[]
[null,"--Biofuels--"]
[null,"Biodiesels","Biofuel - Biodiesels"]
[null,"Biogasoline","Biofuel - Biogasoline"]
[null,"Landfill Gas","Biogas - Landfill Gas"]
[null,"Municipal Wastes (biomass fraction)","Municipal Wastes (biomass fraction)"]
[null,"Other Biogas","Biogas - Other Biogas"]
[null,"Other Liquid Biofuels","Biofuel - Other Liquid Biofuels"]
[null,"Other Primary Solid Biomass","Biomass - Other Primary Solid"]
[null,"Sludge Gas","Biogas - Sludge Gas"]
[null,"Sulphite Lyes (Black Liquor)","Biomass - Sulphite lyes (Black Liquor)"]
[]
[null,"--Other--"]
[null,"Industrial Wastes","Industrial Wastes"]
[null,"Municipal Wastes (nonbiomass fraction)","Municipal Wastes (nonbiomass fraction)"]
[null,"Peat","Peat"]
[null,"Waste Oils","Waste Oils"]
[]
[null,null,null,null,{"$f":"IF('Data Input'!H349=0,2031,'Data Input'!H349)","v":2038},"<-Selected. If 'Beyond 2070' is selected, then just show Beyond 2070. 2071 does that trick. "]
[null,null,null,"Growth End Years","Impact End Years"]
[null,"Fiscal Years","Installation Years",2070,"Beyond 2070"]
[null,2050,{"$f":"IF(AND(RIGHT('Data Input'!$F$18,4)>=RIGHT('Pick Lists'!B158,4),(RIGHT('Data Input'!$F$18,4)-RIGHT('Pick Lists'!B158,4))<25),'Pick Lists'!B158,\"\")","v":{"$error":"#VALUE!"}},2069,{"$f":"IF(D157>=$E$155,D157,\"\")","v":2070},{"$f":"IF('Pick Lists'!B158>'Data Input'!$F$18,'Pick Lists'!B158,\"\")","v":2050},{"$f":"IF(F158>=$E$155,F158,\"\")","v":2050},null,null,null,2015]
[null,2049,{"$f":"IF(AND(RIGHT('Data Input'!$F$18,4)>=RIGHT('Pick Lists'!B159,4),(RIGHT('Data Input'!$F$18,4)-RIGHT('Pick Lists'!B159,4))<25),'Pick Lists'!B159,\"\")","v":{"$error":"#VALUE!"}},2068,{"$f":"IF(D158>=$E$155,D158,\"\")","v":2069},{"$f":"IF('Pick Lists'!B159>'Data Input'!$F$18,'Pick Lists'!B159,\"\")","v":2049},{"$f":"IF(F159>=$E$155,F159,\"\")","v":2049},null,null,null,2016]
[null,2048,{"$f":"IF(AND(RIGHT('Data Input'!$F$18,4)>=RIGHT('Pick Lists'!B160,4),(RIGHT('Data Input'!$F$18,4)-RIGHT('Pick Lists'!B160,4))<25),'Pick Lists'!B160,\"\")","v":{"$error":"#VALUE!"}},2067,2068,{"$f":"IF('Pick Lists'!B160>'Data Input'!$F$18,'Pick Lists'!B160,\"\")","v":2048},{"$f":"IF(F160>=$E$155,F160,\"\")","v":2048},null,{"$f":"COUNTA(D177:D208)","v":32},null,2017]
[null,2047,{"$f":"IF(AND(RIGHT('Data Input'!$F$18,4)>=RIGHT('Pick Lists'!B161,4),(RIGHT('Data Input'!$F$18,4)-RIGHT('Pick Lists'!B161,4))<25),'Pick Lists'!B161,\"\")","v":{"$error":"#VALUE!"}},2066,2067,{"$f":"IF('Pick Lists'!B161>'Data Input'!$F$18,'Pick Lists'!B161,\"\")","v":2047},2047,null,{"$f":"COUNTBLANK(D177:D208)","v":0},null,2018]
[null,2046,{"$f":"IF(AND(RIGHT('Data Input'!$F$18,4)>=RIGHT('Pick Lists'!B162,4),(RIGHT('Data Input'!$F$18,4)-RIGHT('Pick Lists'!B162,4))<25),'Pick Lists'!B162,\"\")","v":{"$error":"#VALUE!"}},2065,2066,{"$f":"IF('Pick Lists'!B162>'Data Input'!$F$18,'Pick Lists'!B162,\"\")","v":2046},2046,null,null,null,2019]
[null,2045,{"$f":"IF(AND(RIGHT('Data Input'!$F$18,4)>=RIGHT('Pick Lists'!B163,4),(RIGHT('Data Input'!$F$18,4)-RIGHT('Pick Lists'!B163,4))<25),'Pick Lists'!B163,\"\")","v":{"$error":"#VALUE!"}},2064,2065,{"$f":"IF('Pick Lists'!B163>'Data Input'!$F$18,'Pick Lists'!B163,\"\")","v":2045},2045,null,null,null,2020]
[null,2044,{"$f":"IF(AND(RIGHT('Data Input'!$F$18,4)>=RIGHT('Pick Lists'!B164,4),(RIGHT('Data Input'!$F$18,4)-RIGHT('Pick Lists'!B164,4))<25),'Pick Lists'!B164,\"\")","v":{"$error":"#VALUE!"}},2063,2064,{"$f":"IF('Pick Lists'!B164>'Data Input'!$F$18,'Pick Lists'!B164,\"\")","v":2044},2044,null,null,null,2021]
[null,2043,{"$f":"IF(AND(RIGHT('Data Input'!$F$18,4)>=RIGHT('Pick Lists'!B165,4),(RIGHT('Data Input'!$F$18,4)-RIGHT('Pick Lists'!B165,4))<25),'Pick Lists'!B165,\"\")","v":{"$error":"#VALUE!"}},2062,2063,{"$f":"IF('Pick Lists'!B165>'Data Input'!$F$18,'Pick Lists'!B165,\"\")","v":2043},2043,null,null,null,2022]
[null,2042,{"$f":"IF(AND(RIGHT('Data Input'!$F$18,4)>=RIGHT('Pick Lists'!B166,4),(RIGHT('Data Input'!$F$18,4)-RIGHT('Pick Lists'!B166,4))<25),'Pick Lists'!B166,\"\")","v":{"$error":"#VALUE!"}},2061,2062,{"$f":"IF('Pick Lists'!B166>'Data Input'!$F$18,'Pick Lists'!B166,\"\")","v":2042},2042,null,null,null,2023]
[null,2041,{"$f":"IF(AND(RIGHT('Data Input'!$F$18,4)>=RIGHT('Pick Lists'!B167,4),(RIGHT('Data Input'!$F$18,4)-RIGHT('Pick Lists'!B167,4))<25),'Pick Lists'!B167,\"\")","v":{"$error":"#VALUE!"}},2060,2061,{"$f":"IF('Pick Lists'!B167>'Data Input'!$F$18,'Pick Lists'!B167,\"\")","v":2041},2041,null,null,null,2024]
[null,2040,{"$f":"IF(AND(RIGHT('Data Input'!$F$18,4)>=RIGHT('Pick Lists'!B168,4),(RIGHT('Data Input'!$F$18,4)-RIGHT('Pick Lists'!B168,4))<25),'Pick Lists'!B168,\"\")","v":{"$error":"#VALUE!"}},2059,2060,{"$f":"IF('Pick Lists'!B168>'Data Input'!$F$18,'Pick Lists'!B168,\"\")","v":2040},2040,null,null,null,2025]
[null,2039,{"$f":"IF(AND(RIGHT('Data Input'!$F$18,4)>=RIGHT('Pick Lists'!B169,4),(RIGHT('Data Input'!$F$18,4)-RIGHT('Pick Lists'!B169,4))<25),'Pick Lists'!B169,\"\")","v":{"$error":"#VALUE!"}},2058,2059,{"$f":"IF('Pick Lists'!B169>'Data Input'!$F$18,'Pick Lists'!B169,\"\")","v":2039},2039,null,null,null,2026]
[null,2038,{"$f":"IF(AND(RIGHT('Data Input'!$F$18,4)>=RIGHT('Pick Lists'!B170,4),(RIGHT('Data Input'!$F$18,4)-RIGHT('Pick Lists'!B170,4))<25),'Pick Lists'!B170,\"\")","v":{"$error":"#VALUE!"}},2057,2058,{"$f":"IF('Pick Lists'!B170>'Data Input'!$F$18,'Pick Lists'!B170,\"\")","v":2038},2038,null,null,null,2027]
[null,2037,{"$f":"IF(AND(RIGHT('Data Input'!$F$18,4)>=RIGHT('Pick Lists'!B171,4),(RIGHT('Data Input'!$F$18,4)-RIGHT('Pick Lists'!B171,4))<25),'Pick Lists'!B171,\"\")","v":{"$error":"#VALUE!"}},2056,2057,{"$f":"IF('Pick Lists'!B171>'Data Input'!$F$18,'Pick Lists'!B171,\"\")","v":2037},"",null,null,null,2028]
[null,2036,{"$f":"IF(AND(RIGHT('Data Input'!$F$18,4)>=RIGHT('Pick Lists'!B172,4),(RIGHT('Data Input'!$F$18,4)-RIGHT('Pick Lists'!B172,4))<25),'Pick Lists'!B172,\"\")","v":{"$error":"#VALUE!"}},2055,2056,{"$f":"IF('Pick Lists'!B172>'Data Input'!$F$18,'Pick Lists'!B172,\"\")","v":2036},"",null,null,null,2029]
[null,2035,{"$f":"IF(AND(RIGHT('Data Input'!$F$18,4)>=RIGHT('Pick Lists'!B173,4),(RIGHT('Data Input'!$F$18,4)-RIGHT('Pick Lists'!B173,4))<25),'Pick Lists'!B173,\"\")","v":{"$error":"#VALUE!"}},2054,2055,{"$f":"IF('Pick Lists'!B173>'Data Input'!$F$18,'Pick Lists'!B173,\"\")","v":2035},"",null,null,null,2030]
[null,2034,{"$f":"IF(AND(RIGHT('Data Input'!$F$18,4)>=RIGHT('Pick Lists'!B174,4),(RIGHT('Data Input'!$F$18,4)-RIGHT('Pick Lists'!B174,4))<25),'Pick Lists'!B174,\"\")","v":{"$error":"#VALUE!"}},2053,2054,{"$f":"IF('Pick Lists'!B174>'Data Input'!$F$18,'Pick Lists'!B174,\"\")","v":2034},"",null,null,null,2031]
[null,2033,{"$f":"IF(AND(RIGHT('Data Input'!$F$18,4)>=RIGHT('Pick Lists'!B175,4),(RIGHT('Data Input'!$F$18,4)-RIGHT('Pick Lists'!B175,4))<25),'Pick Lists'!B175,\"\")","v":{"$error":"#VALUE!"}},2052,2053,{"$f":"IF('Pick Lists'!B175>'Data Input'!$F$18,'Pick Lists'!B175,\"\")","v":2033},"",null,null,null,2032]
[null,2032,{"$f":"IF(AND(RIGHT('Data Input'!$F$18,4)>=RIGHT('Pick Lists'!B176,4),(RIGHT('Data Input'!$F$18,4)-RIGHT('Pick Lists'!B176,4))<25),'Pick Lists'!B176,\"\")","v":{"$error":"#VALUE!"}},2051,2052,{"$f":"IF('Pick Lists'!B176>'Data Input'!$F$18,'Pick Lists'!B176,\"\")","v":2032},"",null,null,null,2033]
[null,2031,{"$f":"IF(AND(RIGHT('Data Input'!$F$18,4)>=RIGHT('Pick Lists'!B177,4),(RIGHT('Data Input'!$F$18,4)-RIGHT('Pick Lists'!B177,4))<25),'Pick Lists'!B177,\"\")","v":{"$error":"#VALUE!"}},2050,2051,{"$f":"IF('Pick Lists'!B177>'Data Input'!$F$18,'Pick Lists'!B177,\"\")","v":2031},"",null,null,null,2034]
[null,2030,{"$f":"IF(AND(RIGHT('Data Input'!$F$18,4)>=RIGHT('Pick Lists'!B178,4),(RIGHT('Data Input'!$F$18,4)-RIGHT('Pick Lists'!B178,4))<25),'Pick Lists'!B178,\"\")","v":{"$error":"#VALUE!"}},2049,2050,{"$f":"IF('Pick Lists'!B178>'Data Input'!$F$18,'Pick Lists'!B178,\"\")","v":2030},"",null,null,null,2035]
[null,2029,{"$f":"IF(AND(RIGHT('Data Input'!$F$18,4)>=RIGHT('Pick Lists'!B179,4),(RIGHT('Data Input'!$F$18,4)-RIGHT('Pick Lists'!B179,4))<25),'Pick Lists'!B179,\"\")","v":{"$error":"#VALUE!"}},2048,2049,{"$f":"IF('Pick Lists'!B179>'Data Input'!$F$18,'Pick Lists'!B179,\"\")","v":2029},"",null,null,null,2036]
[null,2028,{"$f":"IF(AND(RIGHT('Data Input'!$F$18,4)>=RIGHT('Pick Lists'!B180,4),(RIGHT('Data Input'!$F$18,4)-RIGHT('Pick Lists'!B180,4))<25),'Pick Lists'!B180,\"\")","v":{"$error":"#VALUE!"}},2047,2048,{"$f":"IF('Pick Lists'!B180>'Data Input'!$F$18,'Pick Lists'!B180,\"\")","v":2028},"",null,null,null,2037]
[null,2027,{"$f":"IF(AND(RIGHT('Data Input'!$F$18,4)>=RIGHT('Pick Lists'!B181,4),(RIGHT('Data Input'!$F$18,4)-RIGHT('Pick Lists'!B181,4))<25),'Pick Lists'!B181,\"\")","v":{"$error":"#VALUE!"}},2046,2047,{"$f":"IF('Pick Lists'!B181>'Data Input'!$F$18,'Pick Lists'!B181,\"\")","v":2027},"",null,null,null,2038]
[null,2026,{"$f":"IF(AND(RIGHT('Data Input'!$F$18,4)>=RIGHT('Pick Lists'!B182,4),(RIGHT('Data Input'!$F$18,4)-RIGHT('Pick Lists'!B182,4))<25),'Pick Lists'!B182,\"\")","v":{"$error":"#VALUE!"}},2045,2046,{"$f":"IF('Pick Lists'!B182>'Data Input'!$F$18,'Pick Lists'!B182,\"\")","v":2026},"",null,null,null,2039]
[null,2025,{"$f":"IF(AND(RIGHT('Data Input'!$F$18,4)>=RIGHT('Pick Lists'!B183,4),(RIGHT('Data Input'!$F$18,4)-RIGHT('Pick Lists'!B183,4))<25),'Pick Lists'!B183,\"\")","v":{"$error":"#VALUE!"}},2044,2045,{"$f":"IF('Pick Lists'!B183>'Data Input'!$F$18,'Pick Lists'!B183,\"\")","v":2025},"",null,null,null,2040]
[null,2024,{"$f":"IF(AND(RIGHT('Data Input'!$F$18,4)>=RIGHT('Pick Lists'!B184,4),(RIGHT('Data Input'!$F$18,4)-RIGHT('Pick Lists'!B184,4))<25),'Pick Lists'!B184,\"\")","v":{"$error":"#VALUE!"}},2043,2044,{"$f":"IF('Pick Lists'!B184>'Data Input'!$F$18,'Pick Lists'!B184,\"\")","v":2024},"",null,null,null,2041]
[null,2023,{"$f":"IF(AND(RIGHT('Data Input'!$F$18,4)>=RIGHT('Pick Lists'!B185,4),(RIGHT('Data Input'!$F$18,4)-RIGHT('Pick Lists'!B185,4))<25),'Pick Lists'!B185,\"\")","v":{"$error":"#VALUE!"}},2042,2043,{"$f":"IF('Pick Lists'!B185>'Data Input'!$F$18,'Pick Lists'!B185,\"\")","v":2023},"",null,null,null,2042]
[null,2022,{"$f":"IF(AND(RIGHT('Data Input'!$F$18,4)>=RIGHT('Pick Lists'!B186,4),(RIGHT('Data Input'!$F$18,4)-RIGHT('Pick Lists'!B186,4))<25),'Pick Lists'!B186,\"\")","v":{"$error":"#VALUE!"}},2041,2042,{"$f":"IF('Pick Lists'!B186>'Data Input'!$F$18,'Pick Lists'!B186,\"\")","v":2022},"",null,null,null,2043]
[null,2021,{"$f":"IF(AND(RIGHT('Data Input'!$F$18,4)>=RIGHT('Pick Lists'!B187,4),(RIGHT('Data Input'!$F$18,4)-RIGHT('Pick Lists'!B187,4))<25),'Pick Lists'!B187,\"\")","v":{"$error":"#VALUE!"}},2040,2041,{"$f":"IF('Pick Lists'!B187>'Data Input'!$F$18,'Pick Lists'!B187,\"\")","v":2021},"",null,null,null,2044]
[null,2020,{"$f":"IF(AND(RIGHT('Data Input'!$F$18,4)>=RIGHT('Pick Lists'!B188,4),(RIGHT('Data Input'!$F$18,4)-RIGHT('Pick Lists'!B188,4))<25),'Pick Lists'!B188,\"\")","v":{"$error":"#VALUE!"}},2039,2040,{"$f":"IF('Pick Lists'!B188>'Data Input'!$F$18,'Pick Lists'!B188,\"\")","v":2020},"",null,null,null,2045]
[null,2019,{"$f":"IF(AND(RIGHT('Data Input'!$F$18,4)>=RIGHT('Pick Lists'!B189,4),(RIGHT('Data Input'!$F$18,4)-RIGHT('Pick Lists'!B189,4))<25),'Pick Lists'!B189,\"\")","v":{"$error":"#VALUE!"}},2038,2039,{"$f":"IF('Pick Lists'!B189>'Data Input'!$F$18,'Pick Lists'!B189,\"\")","v":2019},"",null,null,null,2046]
[null,2018,{"$f":"IF(AND(RIGHT('Data Input'!$F$18,4)>=RIGHT('Pick Lists'!B190,4),(RIGHT('Data Input'!$F$18,4)-RIGHT('Pick Lists'!B190,4))<25),'Pick Lists'!B190,\"\")","v":{"$error":"#VALUE!"}},2037,2038,{"$f":"IF('Pick Lists'!B190>'Data Input'!$F$18,'Pick Lists'!B190,\"\")","v":2018},"",null,null,null,2047]
[null,2017,{"$f":"IF(AND(RIGHT('Data Input'!$F$18,4)>=RIGHT('Pick Lists'!B191,4),(RIGHT('Data Input'!$F$18,4)-RIGHT('Pick Lists'!B191,4))<25),'Pick Lists'!B191,\"\")","v":{"$error":"#VALUE!"}},2036,"",{"$f":"IF('Pick Lists'!B191>'Data Input'!$F$18,'Pick Lists'!B191,\"\")","v":2017},"",null,null,null,2048]
[null,2016,{"$f":"IF(AND(RIGHT('Data Input'!$F$18,4)>=RIGHT('Pick Lists'!B192,4),(RIGHT('Data Input'!$F$18,4)-RIGHT('Pick Lists'!B192,4))<25),'Pick Lists'!B192,\"\")","v":{"$error":"#VALUE!"}},2035,"",{"$f":"IF('Pick Lists'!B192>'Data Input'!$F$18,'Pick Lists'!B192,\"\")","v":2016},"",null,null,null,2049]
[null,2015,{"$f":"IF(AND(RIGHT('Data Input'!$F$18,4)>=RIGHT('Pick Lists'!B193,4),(RIGHT('Data Input'!$F$18,4)-RIGHT('Pick Lists'!B193,4))<25),'Pick Lists'!B193,\"\")","v":{"$error":"#VALUE!"}},2034,"",{"$f":"IF('Pick Lists'!B193>'Data Input'!$F$18,'Pick Lists'!B193,\"\")","v":2015},"",null,null,null,2050]
[null,null,{"$f":"IF(AND(RIGHT('Data Input'!$F$18,4)>=RIGHT('Pick Lists'!B194,4),(RIGHT('Data Input'!$F$18,4)-RIGHT('Pick Lists'!B194,4))<25),'Pick Lists'!B194,\"\")","v":{"$error":"#VALUE!"}},2033,"",{"$f":"IF('Pick Lists'!B194>'Data Input'!$F$18,'Pick Lists'!B194,\"\")","v":""},""]
[null,null,{"$f":"IF(AND(RIGHT('Data Input'!$F$18,4)>=RIGHT('Pick Lists'!B195,4),(RIGHT('Data Input'!$F$18,4)-RIGHT('Pick Lists'!B195,4))<25),'Pick Lists'!B195,\"\")","v":{"$error":"#VALUE!"}},2032,"",{"$f":"IF('Pick Lists'!B195>'Data Input'!$F$18,'Pick Lists'!B195,\"\")","v":""},""]
[null,null,{"$f":"IF(AND(RIGHT('Data Input'!$F$18,4)>=RIGHT('Pick Lists'!B196,4),(RIGHT('Data Input'!$F$18,4)-RIGHT('Pick Lists'!B196,4))<25),'Pick Lists'!B196,\"\")","v":{"$error":"#VALUE!"}},2031,"",{"$f":"IF('Pick Lists'!B196>'Data Input'!$F$18,'Pick Lists'!B196,\"\")","v":""},""]
[null,null,{"$f":"IF(AND(RIGHT('Data Input'!$F$18,4)>=RIGHT('Pick Lists'!B197,4),(RIGHT('Data Input'!$F$18,4)-RIGHT('Pick Lists'!B197,4))<25),'Pick Lists'!B197,\"\")","v":{"$error":"#VALUE!"}},2030,{"$f":"IF(D204>=$E$155,D204,\"\")","v":""},{"$f":"IF('Pick Lists'!B197>'Data Input'!$F$18,'Pick Lists'!B197,\"\")","v":""},""]
[null,null,{"$f":"IF(AND(RIGHT('Data Input'!$F$18,4)>=RIGHT('Pick Lists'!B198,4),(RIGHT('Data Input'!$F$18,4)-RIGHT('Pick Lists'!B198,4))<25),'Pick Lists'!B198,\"\")","v":{"$error":"#VALUE!"}},2029,null,{"$f":"IF('Pick Lists'!B198>'Data Input'!$F$18,'Pick Lists'!B198,\"\")","v":""},""]
[null,null,null,2028]
[null,"Energy Efficiency PIcklist",null,2027]
[null,"Energy consumed in absence of activity",null,2026]
[null,"Percent energy savings of activity",null,2025]
[null,null,null,2024]
[null,null,null,2023]
[null,null,null,2022]
[null,null,null,2021]
[null,null,null,2020]
[null,"Navigation Conditions",null,{"$f":"_xlfn.UNIQUE(F158:F198)","v":2050}]
[null,"Activity Details Sections Check",null,{"$f":"IF(OR('Data Input'!F14=\"\",'Data Input'!F15=\"\",'Data Input'!F16=\"\",'Data Input'!F18=\"\",CountryInput=\"\"),FALSE,TRUE)","v":false}]
[null,"Renewable Replacing Traditional Fuel",null,{"$f":"IF(OR(ElecReplFuel=\"\",'Data Input'!H40=\"\",OR('Data Input'!H46=\"\",OR('Data Input'!H40='Pick Lists'!B92,'Data Input'!H40='Pick Lists'!B103,'Data Input'!H40='Pick Lists'!B122,'Data Input'!H40='Pick Lists'!B138,'Data Input'!H40='Pick Lists'!B149)),OR('Data Input'!J46=\"<Fuel Units>\",'Data Input'!J46=\"\")),FALSE,TRUE)","v":false},{"$f":"IF(OR('Data Input'!H40='Pick Lists'!B92,'Data Input'!H40='Pick Lists'!B103,'Data Input'!H40='Pick Lists'!B122,'Data Input'!H40='Pick Lists'!B138,'Data Input'!H40='Pick Lists'!B149),FALSE,TRUE)","v":true}]
[null,"Renewable Utility/Distributed/Micro Grid",null,{"$f":"IF(OR(ElecReplFuel=\"\",'Data Input'!H115=\"\",'Data Input'!J115=\"<Electricity Units>\",GridConnection=\"\"),FALSE,TRUE)","v":false}]
[null,"Renewable Off-grid",null,{"$f":"IF(OR(ElecReplFuel=\"\",'Data Input'!H115=\"\",'Data Input'!J115=\"<Electricity Units>\",GridConnection=\"\",'Data Input'!H184=\"\"),FALSE,TRUE)","v":false}]
[null,"Renewable Section Check",null,{"$f":"IF(ElecReplFuel=\"yes\",D210,IF(GridConnection='Pick Lists'!B74,'Pick Lists'!D212,'Pick Lists'!D211))","v":false}]
[null,"Fuel Switching Section Check",null,{"$f":"IF(OR('Data Input'!H188=\"\",'Data Input'!H188='Pick Lists'!B92,'Data Input'!H188='Pick Lists'!B103,'Data Input'!H188='Pick Lists'!B122,'Data Input'!H188='Pick Lists'!B138,'Data Input'!H188='Pick Lists'!B149,'Data Input'!H192=\"\",'Data Input'!J192=\"<Fuel Units>\",'Data Input'!H257=\"\",'Data Input'!H257='Pick Lists'!B92,'Data Input'!H257='Pick Lists'!B103,'Data Input'!H257='Pick Lists'!B122,'Data Input'!H257='Pick Lists'!B138,'Data Input'!H257='Pick Lists'!B149),FALSE,TRUE)","v":false}]
[null,"Energy Efficiency Energy Savings",null,{"$f":"IF(OR('Data Input'!H259=\"\",'Data Input'!H259='Pick Lists'!B92,'Data Input'!H259='Pick Lists'!B103,'Data Input'!H259='Pick Lists'!B122,'Data Input'!H259='Pick Lists'!B138,'Data Input'!H259='Pick Lists'!B149,'Data Input'!H265=\"\",'Data Input'!J265=\"<Fuel Units>\",'Data Input'!H267=\"\",'Data Input'!H269=\"\"),FALSE,TRUE)","v":false}]
[null,"Energy Efficiency Percent Savings",null,{"$f":"IF(OR('Data Input'!H259=\"\",'Data Input'!H259='Pick Lists'!B92,'Data Input'!H259='Pick Lists'!B103,'Data Input'!H259='Pick Lists'!B122,'Data Input'!H259='Pick Lists'!B138,'Data Input'!H259='Pick Lists'!B149,'Data Input'!H265=\"\",'Data Input'!J265=\"<Fuel Units>\",'Data Input'!H267=\"\",'Data Input'!H271=\"\"),FALSE,TRUE)","v":false}]
[null,"Energy Efficiency Section Check",null,{"$f":"OR(D216,D215)","v":false}]
[null,"Final Condition",null,{"$f":"AND(IF(Section2Trigger=EnergyEfficiency,'Pick Lists'!D217,IF(Section2Trigger=FuelSwitching,'Pick Lists'!D214,IF(Section2Trigger=RenewableElectricity,'Pick Lists'!D213))),'Pick Lists'!D209)","v":false},null,null,null,{"$f":"IF(J95='Pick Lists'!B269,\"User Provided\")","v":false}]
[]
[null,"New Navigation Conditions for CLEER LTI "]
[null,"Section 1",null,{"$f":"IF(OR('Data Input'!F14=\"\",'Data Input'!F15=\"\",'Data Input'!F16=\"\",'Data Input'!F18=\"\",CountryInput=\"\"),FALSE,TRUE)","v":false}]
[null,"Renewables",null,{"$f":"OR(D223,D227)","v":false}]
[null,"Replacing Fuels",null,{"$f":"OR(D224:D226)","v":false}]
[null,"Impact Constant",null,{"$f":"IF('Data Input'!H46=\"\",FALSE,TRUE)","v":false}]
[null,"Impact Changes -- Enter",null,{"$f":"IF(SUMIF('Data Input'!D49:F69,\"<=2030\",'Data Input'!H49:H69)=0,FALSE,TRUE)","v":false}]
[null,"Impact Changes -- Forecast",null,{"$f":"IF('Data Input'!H46=\"\",FALSE,TRUE)","v":false}]
[null,"Replacing Electricity",null,{"$f":"AND(OR(D228:D230),D231)","v":false}]
[null,"Impact Constant",null,{"$f":"IF('Data Input'!H115=\"\",FALSE,TRUE)","v":false}]
[null,"Impact Changes -- Enter",null,{"$f":"IF(SUMIF('Data Input'!D120:F140,\"<=2030\",'Data Input'!H120:H140)=0,FALSE,TRUE)","v":false}]
[null,"Impact Changes -- Forecast",null,{"$f":"IF('Data Input'!H115=\"\",FALSE,TRUE)","v":false}]
[null,"Grid Connection",null,{"$f":"IF(GridConnection=\"\",FALSE,TRUE)","v":false}]
[null,"Fuel Switching",null,{"$f":"AND(D233,OR(D234,D235,D236),D237)","v":false}]
[null,"Action Fuel Type",null,{"$f":"IF(OR(FuelSwitAction=\"\",FuelSwitAction=B92,FuelSwitAction=B103,FuelSwitAction=B122,FuelSwitAction=B138,FuelSwitAction=B149),FALSE,TRUE)","v":false}]
[null,"Impact Constant",null,{"$f":"IF('Data Input'!H192=\"\",FALSE,TRUE)","v":false}]
[null,"Impact Changes -- Enter",null,{"$f":"IF(SUMIF('Data Input'!D195:F215,\"<=2030\",'Data Input'!H195:H215)=0,FALSE,TRUE)","v":false}]
[null,"Impact Changes -- Forecast",null,{"$f":"IF('Data Input'!H192=\"\",FALSE,TRUE)","v":false}]
[null,"Baseline Fuel Type",null,{"$f":"IF(OR(FuelSwitBaseLine=\"\",FuelSwitBaseLine=B92,FuelSwitBaseLine=B103,FuelSwitBaseLine=B122,FuelSwitBaseLine=B138,FuelSwitBaseLine=B149),FALSE,TRUE)","v":false}]
[null,"Energy Efficiency",null,{"$f":"AND(D239,OR(D240,D243,D244))","v":false}]
[null,"Action Fuel Type",null,{"$f":"IF(OR(EEFuelType=\"\",EEFuelType=B92,EEFuelType=B103,EEFuelType=B122,EEFuelType=B138,EEFuelType=B149),FALSE,TRUE)","v":false}]
[null,"Impact Constant",null,{"$f":"IF(AND('Data Input'!H265<>\"\",OR(D241,D242)),TRUE,FALSE)","v":false}]
[null,"Energy in Absence",null,{"$f":"IF('Data Input'!H269=\"\",FALSE,TRUE)","v":false}]
[null,"Percent",null,{"$f":"IF('Data Input'!H271=\"\",FALSE,TRUE)","v":false}]
[null,"Impact Changes -- Enter",null,{"$f":"IF(SUMIF('Data Input'!D274:F294,\"<=2030\",'Data Input'!H274:H294)=0,FALSE,TRUE)","v":false}]
[null,"Impact Changes -- Forecast",null,{"$f":"IF(AND('Data Input'!H265<>\"\",OR(D245,D246)),TRUE,FALSE)","v":false}]
[null,"Energy in Absence",null,{"$f":"IF('Data Input'!H269=\"\",FALSE,TRUE)","v":false}]
[null,"Percent",null,{"$f":"IF('Data Input'!H271=\"\",FALSE,TRUE)","v":false}]
[]
[null,"Overall",null,{"$f":"AND(D221,OR(D222,D232,D238))","v":false}]
[]
[]
[]
[null,"Technology ","Estimated Asset Lifetime (Years)","Annual Degradation Rate","Lead"]
[null,"Solar Photovoltaic",25,5.0000000000000001E-3,"Craig Schultz"]
[null,"Solar Thermal",30,3.0000000000000001E-3,"Martin Anderson"]
[null,"Wind Turbine",25,0.01,"Ellen Allman"]
[null,"Hydroelectric Power",40,3.0000000000000001E-3,"Martin Anderson"]
[null,"Geothermal Power ",30,0.01,"Ellen Allman"]
[null,"Geothermal- direct heat",30,5.0000000000000001E-3,"Ellen Allman"]
[null,"Geothermal - heat pumps",20,4.0000000000000001E-3,"Ellen Allman"]
[null,"Energy Efficiency",15,5.0000000000000001E-3]
[null,"Fuel Switching",15,5.0000000000000001E-3]
[]
[]
[null,"Project/Enter"]
[null,"Enter for each individual year"]
[null,"Use an annual growth rate"]
[]
[null,"Emission Factor Types - Grid Elec","ToolTip for Calculations"]
[null,"Enter EFs for each year","User Provided"]
[null,"Use default Efs","Default Emission Factor"]
[null,"Use a constant EF","Constant at the Current Year"]
[null,"Use projected EF (country-level)","Default Projections - Country Level"]
[null,"Use Projected EF (regional) ","Default Projections - Regional"]
[]
[]
[null,"Emission Factor Types - Coal/NG/Oil"]
[null,"Enter EFs for each year","User Provided"]
[null,"Use default EFs","Default Emission Factor"]
[]
[]
[null,"Impacts Question"]
[null,"Impact Remains Constant"]
[null,"Impact Changes"]
[]
[]
[null,"Impacts Followup"]
[null,"Enter for Each Individual Year"]
[null,"Forecast from Year of Implementation"]
[]
[null,"Project Lifetime"]
[null,15]
[null,20]
[null,25]
[null,30]
[null,35]
[null,40]

{"sheet":"Fuel EFs","index":6,"n_rows":71,"n_cols":24,"rows_kept":71,"cut":false,"hidden":false,"merged":[[2,15,4,15],[2,16,3,23]]}
[null,1,2,3,4,5,6,7,8,9,10,11,12,13,14,15,16,17,18,19,20,21,22,22]
[null,"Default Emission Factors for Stationary Combustion in the Energy Industries"]
[null,null,null,"g of GHG per GJ on a Net Calorific Basis",null,null,null,null,null,null,null,null,null,null,null,"Density (kg/L)","Heating Values & Conversions (GJ/unit)"]
[null,null,null,"CO2",null,null,"CH4",null,null,null,"N2O",null,null,"CO2E"]
[null,"USAID CLEER Tool Name","IPCC Name","Default Emission Factor","Lower","Upper","Default Emission Factor","Lower","Upper","Default Emission Factor","Lower","Upper","Default Emission Factor","Lower","Upper",null,"Tonnes (t)","Gallons (gal)","Liter (L)","Pounds (lbs.)","Kilograms (kg)","Million BTUs (MMBTU)","Therms","100 Cubic Feet"]
[null,null,"(intentional blank row)",null,null,null,null,null,null,null,null,null,null,null,null,null,"(GJ/t)","(GJ/gal)","(GJ/L)","(GJ/lbs)","(GJ/kg)","(GJ/MMBTU)","(GJ/Therm)","(GJ/Ccf)"]
[48,"Biofuel - Biodiesels","Biodiesels",70800,59800,84300,3,1,10,0.6,0.2,2,{"$f":"D7*Conversions!$L$4+'Fuel EFs'!G7*Conversions!$L$5+'Fuel EFs'!J7*Conversions!$L$6","v":71053.8},{"$f":"E7*Conversions!$L$4+'Fuel EFs'!H7*Conversions!$L$5+'Fuel EFs'!K7*Conversions!$L$6","v":59884.6},{"$f":"F7*Conversions!$L$4+'Fuel EFs'!I7*Conversions!$L$5+'Fuel EFs'!L7*Conversions!$L$6","v":85146},null,27,null,null,{"$f":"U7*Conversions!$E$84","v":1.224699399E-2},{"$f":"Q7*Conversions!$F$80","v":2.7E-2},{"$f":"Conversions!$K$58","v":1.055056},{"$f":"Conversions!$K$59","v":0.105506}]
[47,"Biofuel - Biogasoline","Biogasoline",70800,59800,84300,3,1,10,0.6,0.2,2,{"$f":"D8*Conversions!$L$4+'Fuel EFs'!G8*Conversions!$L$5+'Fuel EFs'!J8*Conversions!$L$6","v":71053.8},{"$f":"E8*Conversions!$L$4+'Fuel EFs'!H8*Conversions!$L$5+'Fuel EFs'!K8*Conversions!$L$6","v":59884.6},{"$f":"F8*Conversions!$L$4+'Fuel EFs'!I8*Conversions!$L$5+'Fuel EFs'!L8*Conversions!$L$6","v":85146},null,27,null,null,{"$f":"U8*Conversions!$E$84","v":1.224699399E-2},{"$f":"Q8*Conversions!$F$80","v":2.7E-2},{"$f":"Conversions!$K$58","v":1.055056},{"$f":"Conversions!$K$59","v":0.105506}]
[49,"Biofuel - Other Liquid Biofuels","Other Liquid Biofuels",79600,67100,95300,3,1,10,0.6,0.2,2,{"$f":"D9*Conversions!$L$4+'Fuel EFs'!G9*Conversions!$L$5+'Fuel EFs'!J9*Conversions!$L$6","v":79853.8},{"$f":"E9*Conversions!$L$4+'Fuel EFs'!H9*Conversions!$L$5+'Fuel EFs'!K9*Conversions!$L$6","v":67184.600000000006},{"$f":"F9*Conversions!$L$4+'Fuel EFs'!I9*Conversions!$L$5+'Fuel EFs'!L9*Conversions!$L$6","v":96146},null,27.4,null,null,{"$f":"U9*Conversions!$E$84","v":1.2428430938000001E-2},{"$f":"Q9*Conversions!$F$80","v":2.7400000000000001E-2},{"$f":"Conversions!$K$58","v":1.055056},{"$f":"Conversions!$K$59","v":0.105506}]
[50,"Biogas - Landfill Gas","Landfill Gas",54600,46200,66000,1,0.3,3,0.1,0.03,0.3,{"$f":"D10*Conversions!$L$4+'Fuel EFs'!G10*Conversions!$L$5+'Fuel EFs'!J10*Conversions!$L$6","v":54654.8},{"$f":"E10*Conversions!$L$4+'Fuel EFs'!H10*Conversions!$L$5+'Fuel EFs'!K10*Conversions!$L$6","v":46216.44},{"$f":"F10*Conversions!$L$4+'Fuel EFs'!I10*Conversions!$L$5+'Fuel EFs'!L10*Conversions!$L$6","v":66164.399999999994},null,50.4,null,null,{"$f":"U10*Conversions!$E$84","v":2.2861055448E-2},{"$f":"Q10*Conversions!$F$80","v":5.04E-2},{"$f":"Conversions!$K$58","v":1.055056},{"$f":"Conversions!$K$59","v":0.105506}]
[52,"Biogas - Other Biogas","Other Biogas",54600,46200,66000,1,0.3,3,0.1,0.03,0.3,{"$f":"D11*Conversions!$L$4+'Fuel EFs'!G11*Conversions!$L$5+'Fuel EFs'!J11*Conversions!$L$6","v":54654.8},{"$f":"E11*Conversions!$L$4+'Fuel EFs'!H11*Conversions!$L$5+'Fuel EFs'!K11*Conversions!$L$6","v":46216.44},{"$f":"F11*Conversions!$L$4+'Fuel EFs'!I11*Conversions!$L$5+'Fuel EFs'!L11*Conversions!$L$6","v":66164.399999999994},null,50.4,null,null,{"$f":"U11*Conversions!$E$84","v":2.2861055448E-2},{"$f":"Q11*Conversions!$F$80","v":5.04E-2},{"$f":"Conversions!$K$58","v":1.055056},{"$f":"Conversions!$K$59","v":0.105506}]
[51,"Biogas - Sludge Gas","Sludge Gas",54600,46200,66000,1,0.3,3,0.1,0.03,0.3,{"$f":"D12*Conversions!$L$4+'Fuel EFs'!G12*Conversions!$L$5+'Fuel EFs'!J12*Conversions!$L$6","v":54654.8},{"$f":"E12*Conversions!$L$4+'Fuel EFs'!H12*Conversions!$L$5+'Fuel EFs'!K12*Conversions!$L$6","v":46216.44},{"$f":"F12*Conversions!$L$4+'Fuel EFs'!I12*Conversions!$L$5+'Fuel EFs'!L12*Conversions!$L$6","v":66164.399999999994},null,50.4,null,null,{"$f":"U12*Conversions!$E$84","v":2.2861055448E-2},{"$f":"Q12*Conversions!$F$80","v":5.04E-2},{"$f":"Conversions!$K$58","v":1.055056},{"$f":"Conversions!$K$59","v":0.105506}]
[46,"Biomass - Charcoal","Charcoal",112000,95000,132000,200,70,600,4,1.5,15,{"$f":"D13*Conversions!$L$4+'Fuel EFs'!G13*Conversions!$L$5+'Fuel EFs'!J13*Conversions!$L$6","v":118192},{"$f":"E13*Conversions!$L$4+'Fuel EFs'!H13*Conversions!$L$5+'Fuel EFs'!K13*Conversions!$L$6","v":97197},{"$f":"F13*Conversions!$L$4+'Fuel EFs'!I13*Conversions!$L$5+'Fuel EFs'!L13*Conversions!$L$6","v":151470},null,29.5,null,null,{"$f":"U13*Conversions!$E$84","v":1.3380974915000001E-2},{"$f":"Q13*Conversions!$F$80","v":2.9500000000000002E-2},{"$f":"Conversions!$K$58","v":1.055056},{"$f":"Conversions!$K$59","v":0.105506}]
[45,"Biomass - Other Primary Solid","Other Primary Solid Biomass",100000,84700,117000,30,10,100,4,1.5,15,{"$f":"D14*Conversions!$L$4+'Fuel EFs'!G14*Conversions!$L$5+'Fuel EFs'!J14*Conversions!$L$6","v":101942},{"$f":"E14*Conversions!$L$4+'Fuel EFs'!H14*Conversions!$L$5+'Fuel EFs'!K14*Conversions!$L$6","v":85397},{"$f":"F14*Conversions!$L$4+'Fuel EFs'!I14*Conversions!$L$5+'Fuel EFs'!L14*Conversions!$L$6","v":123970},null,11.6,null,null,{"$f":"U14*Conversions!$E$84","v":5.2616714919999997E-3},{"$f":"Q14*Conversions!$F$80","v":1.1599999999999999E-2},{"$f":"Conversions!$K$58","v":1.055056},{"$f":"Conversions!$K$59","v":0.105506}]
[44,"Biomass - Sulphite lyes (Black Liquor)a","Sulphite lyes (Black Liquor)a",95300,80700,110000,3,1,18,2,1,21,{"$f":"D15*Conversions!$L$4+'Fuel EFs'!G15*Conversions!$L$5+'Fuel EFs'!J15*Conversions!$L$6","v":95971},{"$f":"E15*Conversions!$L$4+'Fuel EFs'!H15*Conversions!$L$5+'Fuel EFs'!K15*Conversions!$L$6","v":81023},{"$f":"F15*Conversions!$L$4+'Fuel EFs'!I15*Conversions!$L$5+'Fuel EFs'!L15*Conversions!$L$6","v":116708},null,11.8,null,null,{"$f":"U15*Conversions!$E$84","v":5.3523899660000013E-3},{"$f":"Q15*Conversions!$F$80","v":1.1800000000000001E-2},{"$f":"Conversions!$K$58","v":1.055056},{"$f":"Conversions!$K$59","v":0.105506}]
[43,"Biomass - Wood / Wood Waste","Wood / Wood Waste",112000,95000,132000,30,10,100,4,1.5,15,{"$f":"D16*Conversions!$L$4+'Fuel EFs'!G16*Conversions!$L$5+'Fuel EFs'!J16*Conversions!$L$6","v":113942},{"$f":"E16*Conversions!$L$4+'Fuel EFs'!H16*Conversions!$L$5+'Fuel EFs'!K16*Conversions!$L$6","v":95697},{"$f":"F16*Conversions!$L$4+'Fuel EFs'!I16*Conversions!$L$5+'Fuel EFs'!L16*Conversions!$L$6","v":138970},null,15.6,null,null,{"$f":"U16*Conversions!$E$84","v":7.076040972E-3},{"$f":"Q16*Conversions!$F$80","v":1.5599999999999999E-2},{"$f":"Conversions!$K$58","v":1.055056},{"$f":"Conversions!$K$59","v":0.105506}]
[15,"Bitumen","Bitumen",80700,73000,89900,3,1,10,0.6,0.2,2,{"$f":"D17*Conversions!$L$4+'Fuel EFs'!G17*Conversions!$L$5+'Fuel EFs'!J17*Conversions!$L$6","v":80953.8},{"$f":"E17*Conversions!$L$4+'Fuel EFs'!H17*Conversions!$L$5+'Fuel EFs'!K17*Conversions!$L$6","v":73084.600000000006},{"$f":"F17*Conversions!$L$4+'Fuel EFs'!I17*Conversions!$L$5+'Fuel EFs'!L17*Conversions!$L$6","v":90746},null,40.200000000000003,null,null,{"$f":"U17*Conversions!$E$84","v":1.8234413274000005E-2},{"$f":"Q17*Conversions!$F$80","v":4.0200000000000007E-2},{"$f":"Conversions!$K$58","v":1.055056},{"$f":"Conversions!$K$59","v":0.105506}]
[36,"Blast Furnace Gas","Blast Furnace Gas",260000,219000,308000,1,0.3,3,0.1,0.03,0.3,{"$f":"D18*Conversions!$L$4+'Fuel EFs'!G18*Conversions!$L$5+'Fuel EFs'!J18*Conversions!$L$6","v":260054.8},{"$f":"E18*Conversions!$L$4+'Fuel EFs'!H18*Conversions!$L$5+'Fuel EFs'!K18*Conversions!$L$6","v":219016.44},{"$f":"F18*Conversions!$L$4+'Fuel EFs'!I18*Conversions!$L$5+'Fuel EFs'!L18*Conversions!$L$6","v":308164.40000000002},null,2.4700000000000002,null,null,{"$f":"U18*Conversions!$E$84","v":1.1203731539000002E-3},{"$f":"Q18*Conversions!$F$80","v":2.4700000000000004E-3},{"$f":"Conversions!$K$58","v":1.055056},{"$f":"Conversions!$K$59","v":0.105506}]
[29,"Brown Coal Briquettes","Brown Coal Briquettes",97500,87300,109000,1,0.3,3,1.5,0.5,5,{"$f":"D19*Conversions!$L$4+'Fuel EFs'!G19*Conversions!$L$5+'Fuel EFs'!J19*Conversions!$L$6","v":97972},{"$f":"E19*Conversions!$L$4+'Fuel EFs'!H19*Conversions!$L$5+'Fuel EFs'!K19*Conversions!$L$6","v":87456.5},{"$f":"F19*Conversions!$L$4+'Fuel EFs'!I19*Conversions!$L$5+'Fuel EFs'!L19*Conversions!$L$6","v":110565},null,20.7,null,null,{"$f":"U19*Conversions!$E$84","v":9.3893620590000011E-3},{"$f":"Q19*Conversions!$F$80","v":2.07E-2},{"$f":"Conversions!$K$58","v":1.055056},{"$f":"Conversions!$K$59","v":0.105506}]
[23,"Coal - Anthracite","Anthracite",98300,94600,101000,1,0.3,3,1.5,0.5,5,{"$f":"D20*Conversions!$L$4+'Fuel EFs'!G20*Conversions!$L$5+'Fuel EFs'!J20*Conversions!$L$6","v":98772},{"$f":"E20*Conversions!$L$4+'Fuel EFs'!H20*Conversions!$L$5+'Fuel EFs'!K20*Conversions!$L$6","v":94756.5},{"$f":"F20*Conversions!$L$4+'Fuel EFs'!I20*Conversions!$L$5+'Fuel EFs'!L20*Conversions!$L$6","v":102565},null,26.7,null,null,{"$f":"U20*Conversions!$E$84","v":1.2110916279000001E-2},{"$f":"Q20*Conversions!$F$80","v":2.6700000000000002E-2},{"$f":"Conversions!$K$58","v":1.055056},{"$f":"Conversions!$K$59","v":0.105506}]
[25,"Coal - Bituminous","Other Bituminous Coal",94600,89500,99700,1,0.3,3,1.5,0.5,5,{"$f":"D21*Conversions!$L$4+'Fuel EFs'!G21*Conversions!$L$5+'Fuel EFs'!J21*Conversions!$L$6","v":95072},{"$f":"E21*Conversions!$L$4+'Fuel EFs'!H21*Conversions!$L$5+'Fuel EFs'!K21*Conversions!$L$6","v":89656.5},{"$f":"F21*Conversions!$L$4+'Fuel EFs'!I21*Conversions!$L$5+'Fuel EFs'!L21*Conversions!$L$6","v":101265},null,25.8,null,null,{"$f":"U21*Conversions!$E$84","v":1.1702683146E-2},{"$f":"Q21*Conversions!$F$80","v":2.58E-2},{"$f":"Conversions!$K$58","v":1.055056},{"$f":"Conversions!$K$59","v":0.105506}]
[24,"Coal - Coking Coal","Coking Coal",94600,87300,101000,1,0.3,3,1.5,0.5,5,{"$f":"D22*Conversions!$L$4+'Fuel EFs'!G22*Conversions!$L$5+'Fuel EFs'!J22*Conversions!$L$6","v":95072},{"$f":"E22*Conversions!$L$4+'Fuel EFs'!H22*Conversions!$L$5+'Fuel EFs'!K22*Conversions!$L$6","v":87456.5},{"$f":"F22*Conversions!$L$4+'Fuel EFs'!I22*Conversions!$L$5+'Fuel EFs'!L22*Conversions!$L$6","v":102565},null,28.2,null,null,{"$f":"U22*Conversions!$E$84","v":1.2791304834000001E-2},{"$f":"Q22*Conversions!$F$80","v":2.8199999999999999E-2},{"$f":"Conversions!$K$58","v":1.055056},{"$f":"Conversions!$K$59","v":0.105506}]
[27,"Coal - Lignite","Lignite",101000,90900,115000,1,0.3,3,1.5,0.5,5,{"$f":"D23*Conversions!$L$4+'Fuel EFs'!G23*Conversions!$L$5+'Fuel EFs'!J23*Conversions!$L$6","v":101472},{"$f":"E23*Conversions!$L$4+'Fuel EFs'!H23*Conversions!$L$5+'Fuel EFs'!K23*Conversions!$L$6","v":91056.5},{"$f":"F23*Conversions!$L$4+'Fuel EFs'!I23*Conversions!$L$5+'Fuel EFs'!L23*Conversions!$L$6","v":116565},null,11.9,null,null,{"$f":"U23*Conversions!$E$84","v":5.3977492030000008E-3},{"$f":"Q23*Conversions!$F$80","v":1.1900000000000001E-2},{"$f":"Conversions!$K$58","v":1.055056},{"$f":"Conversions!$K$59","v":0.105506}]
[26,"Coal - Sub-Bituminous","Sub-Bituminous Coal",96100,92800,100000,1,0.3,3,1.5,0.5,5,{"$f":"D24*Conversions!$L$4+'Fuel EFs'!G24*Conversions!$L$5+'Fuel EFs'!J24*Conversions!$L$6","v":96572},{"$f":"E24*Conversions!$L$4+'Fuel EFs'!H24*Conversions!$L$5+'Fuel EFs'!K24*Conversions!$L$6","v":92956.5},{"$f":"F24*Conversions!$L$4+'Fuel EFs'!I24*Conversions!$L$5+'Fuel EFs'!L24*Conversions!$L$6","v":101565},null,18.899999999999999,null,null,{"$f":"U24*Conversions!$E$84","v":8.5728957930000012E-3},{"$f":"Q24*Conversions!$F$80","v":1.89E-2},{"$f":"Conversions!$K$58","v":1.055056},{"$f":"Conversions!$K$59","v":0.105506}]
[33,"Coal Tar","Coal Tar",80700,68200,95300,1,0.3,3,1.5,0.5,5,{"$f":"D25*Conversions!$L$4+'Fuel EFs'!G25*Conversions!$L$5+'Fuel EFs'!J25*Conversions!$L$6","v":81172},{"$f":"E25*Conversions!$L$4+'Fuel EFs'!H25*Conversions!$L$5+'Fuel EFs'!K25*Conversions!$L$6","v":68356.5},{"$f":"F25*Conversions!$L$4+'Fuel EFs'!I25*Conversions!$L$5+'Fuel EFs'!L25*Conversions!$L$6","v":96865},null,28,null,null,{"$f":"U25*Conversions!$E$84","v":1.270058636E-2},{"$f":"Q25*Conversions!$F$80","v":2.8000000000000001E-2},{"$f":"Conversions!$K$58","v":1.055056},{"$f":"Conversions!$K$59","v":0.105506}]
[31,"Coke - Coke Oven and Lignite","Coke Oven Coke and Lignite Coke",107000,95700,119000,1,0.3,3,1.5,0.5,4,{"$f":"D26*Conversions!$L$4+'Fuel EFs'!G26*Conversions!$L$5+'Fuel EFs'!J26*Conversions!$L$6","v":107472},{"$f":"E26*Conversions!$L$4+'Fuel EFs'!H26*Conversions!$L$5+'Fuel EFs'!K26*Conversions!$L$6","v":95856.5},{"$f":"F26*Conversions!$L$4+'Fuel EFs'!I26*Conversions!$L$5+'Fuel EFs'!L26*Conversions!$L$6","v":120267},null,28.2,null,null,{"$f":"U26*Conversions!$E$84","v":1.2791304834000001E-2},{"$f":"Q26*Conversions!$F$80","v":2.8199999999999999E-2},{"$f":"Conversions!$K$58","v":1.055056},{"$f":"Conversions!$K$59","v":0.105506}]
[32,"Coke - Gas","Gas Coke",107000,95700,119000,1,0.3,3,0.1,0.03,0.3,{"$f":"D27*Conversions!$L$4+'Fuel EFs'!G27*Conversions!$L$5+'Fuel EFs'!J27*Conversions!$L$6","v":107054.8},{"$f":"E27*Conversions!$L$4+'Fuel EFs'!H27*Conversions!$L$5+'Fuel EFs'!K27*Conversions!$L$6","v":95716.44},{"$f":"F27*Conversions!$L$4+'Fuel EFs'!I27*Conversions!$L$5+'Fuel EFs'!L27*Conversions!$L$6","v":119164.4},null,28.2,null,null,{"$f":"U27*Conversions!$E$84","v":1.2791304834000001E-2},{"$f":"Q27*Conversions!$F$80","v":2.8199999999999999E-2},{"$f":"Conversions!$K$58","v":1.055056},{"$f":"Conversions!$K$59","v":0.105506}]
[35,"Coke Oven Gas","Coke Oven Gas",44400,37300,54100,1,0.3,3,0.1,0.03,0.3,{"$f":"D28*Conversions!$L$4+'Fuel EFs'!G28*Conversions!$L$5+'Fuel EFs'!J28*Conversions!$L$6","v":44454.8},{"$f":"E28*Conversions!$L$4+'Fuel EFs'!H28*Conversions!$L$5+'Fuel EFs'!K28*Conversions!$L$6","v":37316.44},{"$f":"F28*Conversions!$L$4+'Fuel EFs'!I28*Conversions!$L$5+'Fuel EFs'!L28*Conversions!$L$6","v":54264.4},null,38.700000000000003,null,null,{"$f":"U28*Conversions!$E$84","v":1.7554024719000003E-2},{"$f":"Q28*Conversions!$F$80","v":3.8700000000000005E-2},{"$f":"Conversions!$K$58","v":1.055056},{"$f":"Conversions!$K$59","v":0.105506}]
[13,"Ethane","Ethane",61600,56500,68600,1,0.3,3,0.1,0.03,0.3,{"$f":"D29*Conversions!$L$4+'Fuel EFs'!G29*Conversions!$L$5+'Fuel EFs'!J29*Conversions!$L$6","v":61654.8},{"$f":"E29*Conversions!$L$4+'Fuel EFs'!H29*Conversions!$L$5+'Fuel EFs'!K29*Conversions!$L$6","v":56516.44},{"$f":"F29*Conversions!$L$4+'Fuel EFs'!I29*Conversions!$L$5+'Fuel EFs'!L29*Conversions!$L$6","v":68764.399999999994},null,46.4,null,null,{"$f":"U29*Conversions!$E$84","v":2.1046685967999999E-2},{"$f":"Q29*Conversions!$F$80","v":4.6399999999999997E-2},{"$f":"Conversions!$K$58","v":1.055056},{"$f":"Conversions!$K$59","v":0.105506}]
[34,"Gas Works Gas","Gas Works Gas",44400,37300,54100,1,0.3,3,0.1,0.03,0.3,{"$f":"D30*Conversions!$L$4+'Fuel EFs'!G30*Conversions!$L$5+'Fuel EFs'!J30*Conversions!$L$6","v":44454.8},{"$f":"E30*Conversions!$L$4+'Fuel EFs'!H30*Conversions!$L$5+'Fuel EFs'!K30*Conversions!$L$6","v":37316.44},{"$f":"F30*Conversions!$L$4+'Fuel EFs'!I30*Conversions!$L$5+'Fuel EFs'!L30*Conversions!$L$6","v":54264.4},null,38.700000000000003,null,null,{"$f":"U30*Conversions!$E$84","v":1.7554024719000003E-2},{"$f":"Q30*Conversions!$F$80","v":3.8700000000000005E-2},{"$f":"Conversions!$K$58","v":1.055056},{"$f":"Conversions!$K$59","v":0.105506}]
[5,"Gasoline - Aviation","Aviation Gasoline",70000,67500,73000,3,1,10,0.6,0.2,2,{"$f":"D31*Conversions!$L$4+'Fuel EFs'!G31*Conversions!$L$5+'Fuel EFs'!J31*Conversions!$L$6","v":70253.8},{"$f":"E31*Conversions!$L$4+'Fuel EFs'!H31*Conversions!$L$5+'Fuel EFs'!K31*Conversions!$L$6","v":67584.600000000006},{"$f":"F31*Conversions!$L$4+'Fuel EFs'!I31*Conversions!$L$5+'Fuel EFs'!L31*Conversions!$L$6","v":73846},0.71,44.3,{"$f":"S31*Conversions!$D$128","v":0.11906256363600001},{"$f":"P31*Conversions!$F$80*Q31","v":3.1453000000000002E-2},{"$f":"U31*Conversions!$E$84","v":2.0094141991E-2},{"$f":"Q31*Conversions!$F$80","v":4.4299999999999999E-2},{"$f":"Conversions!$K$58","v":1.055056},{"$f":"Conversions!$K$59","v":0.105506}]
[6,"Gasoline - Jet","Jet Gasoline",70000,67500,73000,3,1,10,0.6,0.2,2,{"$f":"D32*Conversions!$L$4+'Fuel EFs'!G32*Conversions!$L$5+'Fuel EFs'!J32*Conversions!$L$6","v":70253.8},{"$f":"E32*Conversions!$L$4+'Fuel EFs'!H32*Conversions!$L$5+'Fuel EFs'!K32*Conversions!$L$6","v":67584.600000000006},{"$f":"F32*Conversions!$L$4+'Fuel EFs'!I32*Conversions!$L$5+'Fuel EFs'!L32*Conversions!$L$6","v":73846},null,44.3,null,null,{"$f":"U32*Conversions!$E$84","v":2.0094141991E-2},{"$f":"Q32*Conversions!$F$80","v":4.4299999999999999E-2},{"$f":"Conversions!$K$58","v":1.055056},{"$f":"Conversions!$K$59","v":0.105506}]
[4,"Gasoline - Motor","Motor Gasoline",69300,67500,73000,3,1,10,0.6,0.2,2,{"$f":"D33*Conversions!$L$4+'Fuel EFs'!G33*Conversions!$L$5+'Fuel EFs'!J33*Conversions!$L$6","v":69553.8},{"$f":"E33*Conversions!$L$4+'Fuel EFs'!H33*Conversions!$L$5+'Fuel EFs'!K33*Conversions!$L$6","v":67584.600000000006},{"$f":"F33*Conversions!$L$4+'Fuel EFs'!I33*Conversions!$L$5+'Fuel EFs'!L33*Conversions!$L$6","v":73846},0.74,44.3,{"$f":"S33*Conversions!$D$128","v":0.124093376184},{"$f":"P33*Conversions!$F$80*Q33","v":3.2781999999999999E-2},{"$f":"U33*Conversions!$E$84","v":2.0094141991E-2},{"$f":"Q33*Conversions!$F$80","v":4.4299999999999999E-2},{"$f":"Conversions!$K$58","v":1.055056},{"$f":"Conversions!$K$59","v":0.105506}]
[40,"Industrial Wastes","Industrial Wastes",143000,110000,183000,30,10,100,4,1.5,15,{"$f":"D34*Conversions!$L$4+'Fuel EFs'!G34*Conversions!$L$5+'Fuel EFs'!J34*Conversions!$L$6","v":144942},{"$f":"E34*Conversions!$L$4+'Fuel EFs'!H34*Conversions!$L$5+'Fuel EFs'!K34*Conversions!$L$6","v":110697},{"$f":"F34*Conversions!$L$4+'Fuel EFs'!I34*Conversions!$L$5+'Fuel EFs'!L34*Conversions!$L$6","v":189970},null,"NA",null,null,"NA","NA",{"$f":"Conversions!$K$58","v":1.055056},{"$f":"Conversions!$K$59","v":0.105506}]
[7,"Kerosene - Jet","Jet Kerosene",71500,69700,74400,3,1,10,0.6,0.2,2,{"$f":"D35*Conversions!$L$4+'Fuel EFs'!G35*Conversions!$L$5+'Fuel EFs'!J35*Conversions!$L$6","v":71753.8},{"$f":"E35*Conversions!$L$4+'Fuel EFs'!H35*Conversions!$L$5+'Fuel EFs'!K35*Conversions!$L$6","v":69784.600000000006},{"$f":"F35*Conversions!$L$4+'Fuel EFs'!I35*Conversions!$L$5+'Fuel EFs'!L35*Conversions!$L$6","v":75246},0.79,44.1,{"$f":"S35*Conversions!$D$128","v":0.131879968668},{"$f":"P35*Conversions!$F$80*Q35","v":3.4839000000000002E-2},{"$f":"U35*Conversions!$E$84","v":2.0003423517000001E-2},{"$f":"Q35*Conversions!$F$80","v":4.41E-2},{"$f":"Conversions!$K$58","v":1.055056},{"$f":"Conversions!$K$59","v":0.105506}]
[8,"Kerosene - Other","Other Kerosene",71900,70800,73700,3,1,10,0.6,0.2,2,{"$f":"D36*Conversions!$L$4+'Fuel EFs'!G36*Conversions!$L$5+'Fuel EFs'!J36*Conversions!$L$6","v":72153.8},{"$f":"E36*Conversions!$L$4+'Fuel EFs'!H36*Conversions!$L$5+'Fuel EFs'!K36*Conversions!$L$6","v":70884.600000000006},{"$f":"F36*Conversions!$L$4+'Fuel EFs'!I36*Conversions!$L$5+'Fuel EFs'!L36*Conversions!$L$6","v":74546},0.8,43.8,{"$f":"S36*Conversions!$D$128","v":0.13264083648},{"$f":"P36*Conversions!$F$80*Q36","v":3.5040000000000002E-2},{"$f":"U36*Conversions!$E$84","v":1.9867345806000001E-2},{"$f":"Q36*Conversions!$F$80","v":4.3799999999999999E-2},{"$f":"Conversions!$K$58","v":1.055056},{"$f":"Conversions!$K$59","v":0.105506}]
[12,"Liquefied Petroleum Gases","Liquefied Petroleum Gases",63100,61600,65600,1,0.3,3,0.1,0.03,0.3,{"$f":"D37*Conversions!$L$4+'Fuel EFs'!G37*Conversions!$L$5+'Fuel EFs'!J37*Conversions!$L$6","v":63154.8},{"$f":"E37*Conversions!$L$4+'Fuel EFs'!H37*Conversions!$L$5+'Fuel EFs'!K37*Conversions!$L$6","v":61616.44},{"$f":"F37*Conversions!$L$4+'Fuel EFs'!I37*Conversions!$L$5+'Fuel EFs'!L37*Conversions!$L$6","v":65764.399999999994},0.54,47.3,{"$f":"S37*Conversions!$D$128","v":9.6686993303999991E-2},{"$f":"P37*Conversions!$F$80*Q37","v":2.5541999999999999E-2},{"$f":"U37*Conversions!$E$84","v":2.1454919100999999E-2},{"$f":"Q37*Conversions!$F$80","v":4.7299999999999995E-2},{"$f":"Conversions!$K$58","v":1.055056},{"$f":"Conversions!$K$59","v":0.105506}]
[16,"Lubricants","Lubricants",73300,71900,75200,3,1,10,0.6,0.2,2,{"$f":"D38*Conversions!$L$4+'Fuel EFs'!G38*Conversions!$L$5+'Fuel EFs'!J38*Conversions!$L$6","v":73553.8},{"$f":"E38*Conversions!$L$4+'Fuel EFs'!H38*Conversions!$L$5+'Fuel EFs'!K38*Conversions!$L$6","v":71984.600000000006},{"$f":"F38*Conversions!$L$4+'Fuel EFs'!I38*Conversions!$L$5+'Fuel EFs'!L38*Conversions!$L$6","v":76046},1,40.200000000000003,{"$f":"S38*Conversions!$D$128","v":0.15217356240000002},{"$f":"P38*Conversions!$F$80*Q38","v":4.0200000000000007E-2},{"$f":"U38*Conversions!$E$84","v":1.8234413274000005E-2},{"$f":"Q38*Conversions!$F$80","v":4.0200000000000007E-2},{"$f":"Conversions!$K$58","v":1.055056},{"$f":"Conversions!$K$59","v":0.105506}]
[53,"Municipal Wastes (biomass fraction)","Municipal Wastes (biomass fraction)",100000,84700,117000,30,10,100,4,0.03,15,{"$f":"D39*Conversions!$L$4+'Fuel EFs'!G39*Conversions!$L$5+'Fuel EFs'!J39*Conversions!$L$6","v":101942},{"$f":"E39*Conversions!$L$4+'Fuel EFs'!H39*Conversions!$L$5+'Fuel EFs'!K39*Conversions!$L$6","v":84958.94},{"$f":"F39*Conversions!$L$4+'Fuel EFs'!I39*Conversions!$L$5+'Fuel EFs'!L39*Conversions!$L$6","v":123970},null,11.6,null,null,{"$f":"U39*Conversions!$E$84","v":5.2616714919999997E-3},{"$f":"Q39*Conversions!$F$80","v":1.1599999999999999E-2},{"$f":"Conversions!$K$58","v":1.055056},{"$f":"Conversions!$K$59","v":0.105506}]
[39,"Municipal Wastes (nonbiomass fraction)","Municipal Wastes (nonbiomass fraction)",91700,73300,121000,30,10,100,4,1.5,15,{"$f":"D40*Conversions!$L$4+'Fuel EFs'!G40*Conversions!$L$5+'Fuel EFs'!J40*Conversions!$L$6","v":93642},{"$f":"E40*Conversions!$L$4+'Fuel EFs'!H40*Conversions!$L$5+'Fuel EFs'!K40*Conversions!$L$6","v":73997},{"$f":"F40*Conversions!$L$4+'Fuel EFs'!I40*Conversions!$L$5+'Fuel EFs'!L40*Conversions!$L$6","v":127970},null,10,null,null,{"$f":"U40*Conversions!$E$84","v":4.5359237000000005E-3},{"$f":"Q40*Conversions!$F$80","v":0.01},{"$f":"Conversions!$K$58","v":1.055056},{"$f":"Conversions!$K$59","v":0.105506}]
[14,"Naphtha","Naphtha",73300,69300,76300,3,1,10,0.6,0.2,2,{"$f":"D41*Conversions!$L$4+'Fuel EFs'!G41*Conversions!$L$5+'Fuel EFs'!J41*Conversions!$L$6","v":73553.8},{"$f":"E41*Conversions!$L$4+'Fuel EFs'!H41*Conversions!$L$5+'Fuel EFs'!K41*Conversions!$L$6","v":69384.600000000006},{"$f":"F41*Conversions!$L$4+'Fuel EFs'!I41*Conversions!$L$5+'Fuel EFs'!L41*Conversions!$L$6","v":77146},0.77,44.5,{"$f":"S41*Conversions!$D$128","v":0.12970714218000001},{"$f":"P41*Conversions!$F$80*Q41","v":3.4265000000000004E-2},{"$f":"U41*Conversions!$E$84","v":2.0184860464999999E-2},{"$f":"Q41*Conversions!$F$80","v":4.4499999999999998E-2},{"$f":"Conversions!$K$58","v":1.055056},{"$f":"Conversions!$K$59","v":0.105506}]
[38,"Natural Gas","Natural Gas",56100,54300,58300,1,0.3,3,0.1,0.03,0.3,{"$f":"D42*Conversions!$L$4+'Fuel EFs'!G42*Conversions!$L$5+'Fuel EFs'!J42*Conversions!$L$6","v":56154.8},{"$f":"E42*Conversions!$L$4+'Fuel EFs'!H42*Conversions!$L$5+'Fuel EFs'!K42*Conversions!$L$6","v":54316.44},{"$f":"F42*Conversions!$L$4+'Fuel EFs'!I42*Conversions!$L$5+'Fuel EFs'!L42*Conversions!$L$6","v":58464.4},null,48,null,null,{"$f":"U42*Conversions!$E$84","v":2.1772433760000001E-2},{"$f":"Q42*Conversions!$F$80","v":4.8000000000000001E-2},{"$f":"Conversions!$K$58","v":1.055056},{"$f":"Conversions!$K$59","v":0.105506},{"$f":"1023*Conversions!H132/10*'Fuel EFs'!V42*Conversions!M57","v":0.10793222879999999}]
[3,"Natural Gas Liquids","Natural Gas Liquids",64200,58300,70400,3,1,10,0.6,0.2,2,{"$f":"D43*Conversions!$L$4+'Fuel EFs'!G43*Conversions!$L$5+'Fuel EFs'!J43*Conversions!$L$6","v":64453.8},{"$f":"E43*Conversions!$L$4+'Fuel EFs'!H43*Conversions!$L$5+'Fuel EFs'!K43*Conversions!$L$6","v":58384.6},{"$f":"F43*Conversions!$L$4+'Fuel EFs'!I43*Conversions!$L$5+'Fuel EFs'!L43*Conversions!$L$6","v":71246},0.47,44.2,{"$f":"S43*Conversions!$D$128","v":7.8638148887999998E-2},{"$f":"P43*Conversions!$F$80*Q43","v":2.0774000000000001E-2},{"$f":"U43*Conversions!$E$84","v":2.0048782754000002E-2},{"$f":"Q43*Conversions!$F$80","v":4.4200000000000003E-2},{"$f":"Conversions!$K$58","v":1.055056},{"$f":"Conversions!$K$59","v":0.105506}]
[1,"Oil - Crude","Crude Oil",73300,71100,75500,3,1,10,0.6,0.2,2,{"$f":"D44*Conversions!$L$4+'Fuel EFs'!G44*Conversions!$L$5+'Fuel EFs'!J44*Conversions!$L$6","v":73553.8},{"$f":"E44*Conversions!$L$4+'Fuel EFs'!H44*Conversions!$L$5+'Fuel EFs'!K44*Conversions!$L$6","v":71184.600000000006},{"$f":"F44*Conversions!$L$4+'Fuel EFs'!I44*Conversions!$L$5+'Fuel EFs'!L44*Conversions!$L$6","v":76346},0.8,42.3,{"$f":"S44*Conversions!$D$128","v":0.12809834208000001},{"$f":"P44*Conversions!$F$80*Q44","v":3.3840000000000002E-2},{"$f":"U44*Conversions!$E$84","v":1.9186957251E-2},{"$f":"Q44*Conversions!$F$80","v":4.2299999999999997E-2},{"$f":"Conversions!$K$58","v":1.055056},{"$f":"Conversions!$K$59","v":0.105506}]
[10,"Oil - Gas/Diesel","Gas/Diesel Oil",74100,72600,74800,3,1,10,0.6,0.2,2,{"$f":"D45*Conversions!$L$4+'Fuel EFs'!G45*Conversions!$L$5+'Fuel EFs'!J45*Conversions!$L$6","v":74353.8},{"$f":"E45*Conversions!$L$4+'Fuel EFs'!H45*Conversions!$L$5+'Fuel EFs'!K45*Conversions!$L$6","v":72684.600000000006},{"$f":"F45*Conversions!$L$4+'Fuel EFs'!I45*Conversions!$L$5+'Fuel EFs'!L45*Conversions!$L$6","v":75646},0.84,43,{"$f":"S45*Conversions!$D$128","v":0.13672908144000001},{"$f":"P45*Conversions!$F$80*Q45","v":3.6119999999999999E-2},{"$f":"U45*Conversions!$E$84","v":1.9504471910000001E-2},{"$f":"Q45*Conversions!$F$80","v":4.3000000000000003E-2},{"$f":"Conversions!$K$58","v":1.055056},{"$f":"Conversions!$K$59","v":0.105506}]
[22,"Oil - Other Petroleum","Other Petroleum Products",73300,72200,74400,3,1,10,0.6,0.2,2,{"$f":"D46*Conversions!$L$4+'Fuel EFs'!G46*Conversions!$L$5+'Fuel EFs'!J46*Conversions!$L$6","v":73553.8},{"$f":"E46*Conversions!$L$4+'Fuel EFs'!H46*Conversions!$L$5+'Fuel EFs'!K46*Conversions!$L$6","v":72284.600000000006},{"$f":"F46*Conversions!$L$4+'Fuel EFs'!I46*Conversions!$L$5+'Fuel EFs'!L46*Conversions!$L$6","v":75246},null,40.200000000000003,null,null,{"$f":"U46*Conversions!$E$84","v":1.8234413274000005E-2},{"$f":"Q46*Conversions!$F$80","v":4.0200000000000007E-2},{"$f":"Conversions!$K$58","v":1.055056},{"$f":"Conversions!$K$59","v":0.105506}]
[20,"Oil - Paraffin Waxes","Paraffin Waxes",73300,72200,74400,3,1,10,0.6,0.2,2,{"$f":"D47*Conversions!$L$4+'Fuel EFs'!G47*Conversions!$L$5+'Fuel EFs'!J47*Conversions!$L$6","v":73553.8},{"$f":"E47*Conversions!$L$4+'Fuel EFs'!H47*Conversions!$L$5+'Fuel EFs'!K47*Conversions!$L$6","v":72284.600000000006},{"$f":"F47*Conversions!$L$4+'Fuel EFs'!I47*Conversions!$L$5+'Fuel EFs'!L47*Conversions!$L$6","v":75246},null,40.200000000000003,null,null,{"$f":"U47*Conversions!$E$84","v":1.8234413274000005E-2},{"$f":"Q47*Conversions!$F$80","v":4.0200000000000007E-2},{"$f":"Conversions!$K$58","v":1.055056},{"$f":"Conversions!$K$59","v":0.105506}]
[19,"Oil - Refinery Gas","Refinery Gas",57600,48200,69000,1,0.3,3,0.1,0.03,0.3,{"$f":"D48*Conversions!$L$4+'Fuel EFs'!G48*Conversions!$L$5+'Fuel EFs'!J48*Conversions!$L$6","v":57654.8},{"$f":"E48*Conversions!$L$4+'Fuel EFs'!H48*Conversions!$L$5+'Fuel EFs'!K48*Conversions!$L$6","v":48216.44},{"$f":"F48*Conversions!$L$4+'Fuel EFs'!I48*Conversions!$L$5+'Fuel EFs'!L48*Conversions!$L$6","v":69164.399999999994},null,49.5,null,null,{"$f":"U48*Conversions!$E$84","v":2.2452822315000003E-2},{"$f":"Q48*Conversions!$F$80","v":4.9500000000000002E-2},{"$f":"Conversions!$K$58","v":1.055056},{"$f":"Conversions!$K$59","v":0.105506}]
[11,"Oil - Residual Fuel","Residual Fuel Oil",77400,75500,78800,3,3,30,0.6,0.2,2,{"$f":"D49*Conversions!$L$4+'Fuel EFs'!G49*Conversions!$L$5+'Fuel EFs'!J49*Conversions!$L$6","v":77653.8},{"$f":"E49*Conversions!$L$4+'Fuel EFs'!H49*Conversions!$L$5+'Fuel EFs'!K49*Conversions!$L$6","v":75634.600000000006},{"$f":"F49*Conversions!$L$4+'Fuel EFs'!I49*Conversions!$L$5+'Fuel EFs'!L49*Conversions!$L$6","v":80146},0.94,40.4,{"$f":"S49*Conversions!$D$128","v":0.14375480611199998},{"$f":"P49*Conversions!$F$80*Q49","v":3.7975999999999996E-2},{"$f":"U49*Conversions!$E$84","v":1.8325131748E-2},{"$f":"Q49*Conversions!$F$80","v":4.0399999999999998E-2},{"$f":"Conversions!$K$58","v":1.055056},{"$f":"Conversions!$K$59","v":0.105506}]
[9,"Oil - Shale","Shale Oil",73300,67800,79200,3,1,10,0.6,0.2,2,{"$f":"D50*Conversions!$L$4+'Fuel EFs'!G50*Conversions!$L$5+'Fuel EFs'!J50*Conversions!$L$6","v":73553.8},{"$f":"E50*Conversions!$L$4+'Fuel EFs'!H50*Conversions!$L$5+'Fuel EFs'!K50*Conversions!$L$6","v":67884.600000000006},{"$f":"F50*Conversions!$L$4+'Fuel EFs'!I50*Conversions!$L$5+'Fuel EFs'!L50*Conversions!$L$6","v":80046},1,38.1,{"$f":"S50*Conversions!$D$128","v":0.14422419720000001},{"$f":"P50*Conversions!$F$80*Q50","v":3.8100000000000002E-2},{"$f":"U50*Conversions!$E$84","v":1.7281869297000003E-2},{"$f":"Q50*Conversions!$F$80","v":3.8100000000000002E-2},{"$f":"Conversions!$K$58","v":1.055056},{"$f":"Conversions!$K$59","v":0.105506}]
[21,"Oil - White Spirit and SBP","White Spirit and SBP",73300,72200,74400,3,1,10,0.6,0.2,2,{"$f":"D51*Conversions!$L$4+'Fuel EFs'!G51*Conversions!$L$5+'Fuel EFs'!J51*Conversions!$L$6","v":73553.8},{"$f":"E51*Conversions!$L$4+'Fuel EFs'!H51*Conversions!$L$5+'Fuel EFs'!K51*Conversions!$L$6","v":72284.600000000006},{"$f":"F51*Conversions!$L$4+'Fuel EFs'!I51*Conversions!$L$5+'Fuel EFs'!L51*Conversions!$L$6","v":75246},null,40.200000000000003,null,null,{"$f":"U51*Conversions!$E$84","v":1.8234413274000005E-2},{"$f":"Q51*Conversions!$F$80","v":4.0200000000000007E-2},{"$f":"Conversions!$K$58","v":1.055056},{"$f":"Conversions!$K$59","v":0.105506}]
[28,"Oil Shale and Tar Sands","Oil Shale and Tar Sands",107000,90200,125000,1,0.3,3,1.5,0.5,5,{"$f":"D52*Conversions!$L$4+'Fuel EFs'!G52*Conversions!$L$5+'Fuel EFs'!J52*Conversions!$L$6","v":107472},{"$f":"E52*Conversions!$L$4+'Fuel EFs'!H52*Conversions!$L$5+'Fuel EFs'!K52*Conversions!$L$6","v":90356.5},{"$f":"F52*Conversions!$L$4+'Fuel EFs'!I52*Conversions!$L$5+'Fuel EFs'!L52*Conversions!$L$6","v":126565},null,8.9,null,null,{"$f":"U52*Conversions!$E$84","v":4.0369720929999998E-3},{"$f":"Q52*Conversions!$F$80","v":8.8999999999999999E-3},{"$f":"Conversions!$K$58","v":1.055056},{"$f":"Conversions!$K$59","v":0.105506}]
[2,"Orimulsion","Orimulsion",77000,69300,85400,3,1,10,0.6,0.2,2,{"$f":"D53*Conversions!$L$4+'Fuel EFs'!G53*Conversions!$L$5+'Fuel EFs'!J53*Conversions!$L$6","v":77253.8},{"$f":"E53*Conversions!$L$4+'Fuel EFs'!H53*Conversions!$L$5+'Fuel EFs'!K53*Conversions!$L$6","v":69384.600000000006},{"$f":"F53*Conversions!$L$4+'Fuel EFs'!I53*Conversions!$L$5+'Fuel EFs'!L53*Conversions!$L$6","v":86246},null,27.5,null,null,{"$f":"U53*Conversions!$E$84","v":1.2473790175000001E-2},{"$f":"Q53*Conversions!$F$80","v":2.75E-2},{"$f":"Conversions!$K$58","v":1.055056},{"$f":"Conversions!$K$59","v":0.105506}]
[37,"Oxygen Steel Furnace Gas","Oxygen Steel Furnace Gas",182000,145000,202000,1,0.3,3,0.1,0.03,0.3,{"$f":"D54*Conversions!$L$4+'Fuel EFs'!G54*Conversions!$L$5+'Fuel EFs'!J54*Conversions!$L$6","v":182054.8},{"$f":"E54*Conversions!$L$4+'Fuel EFs'!H54*Conversions!$L$5+'Fuel EFs'!K54*Conversions!$L$6","v":145016.44},{"$f":"F54*Conversions!$L$4+'Fuel EFs'!I54*Conversions!$L$5+'Fuel EFs'!L54*Conversions!$L$6","v":202164.4},null,7.06,null,null,{"$f":"U54*Conversions!$E$84","v":3.2023621321999999E-3},{"$f":"Q54*Conversions!$F$80","v":7.0599999999999994E-3},{"$f":"Conversions!$K$58","v":1.055056},{"$f":"Conversions!$K$59","v":0.105506}]
[30,"Patent Fuel","Patent Fuel",97500,87300,109000,1,0.3,3,1.5,0.5,5,{"$f":"D55*Conversions!$L$4+'Fuel EFs'!G55*Conversions!$L$5+'Fuel EFs'!J55*Conversions!$L$6","v":97972},{"$f":"E55*Conversions!$L$4+'Fuel EFs'!H55*Conversions!$L$5+'Fuel EFs'!K55*Conversions!$L$6","v":87456.5},{"$f":"F55*Conversions!$L$4+'Fuel EFs'!I55*Conversions!$L$5+'Fuel EFs'!L55*Conversions!$L$6","v":110565},null,20.7,null,null,{"$f":"U55*Conversions!$E$84","v":9.3893620590000011E-3},{"$f":"Q55*Conversions!$F$80","v":2.07E-2},{"$f":"Conversions!$K$58","v":1.055056},{"$f":"Conversions!$K$59","v":0.105506}]
[42,"Peat","Peata",106000,100000,108000,1,0.3,3,1.5,0.5,5,{"$f":"D56*Conversions!$L$4+'Fuel EFs'!G56*Conversions!$L$5+'Fuel EFs'!J56*Conversions!$L$6","v":106472},{"$f":"E56*Conversions!$L$4+'Fuel EFs'!H56*Conversions!$L$5+'Fuel EFs'!K56*Conversions!$L$6","v":100156.5},{"$f":"F56*Conversions!$L$4+'Fuel EFs'!I56*Conversions!$L$5+'Fuel EFs'!L56*Conversions!$L$6","v":109565},null,9.76,null,null,{"$f":"U56*Conversions!$E$84","v":4.4270615312000001E-3},{"$f":"Q56*Conversions!$F$80","v":9.7599999999999996E-3},{"$f":"Conversions!$K$58","v":1.055056},{"$f":"Conversions!$K$59","v":0.105506}]
[17,"Petroleum Coke","Petroleum Coke",97500,82900,115000,3,1,10,0.6,0.2,2,{"$f":"D57*Conversions!$L$4+'Fuel EFs'!G57*Conversions!$L$5+'Fuel EFs'!J57*Conversions!$L$6","v":97753.8},{"$f":"E57*Conversions!$L$4+'Fuel EFs'!H57*Conversions!$L$5+'Fuel EFs'!K57*Conversions!$L$6","v":82984.600000000006},{"$f":"F57*Conversions!$L$4+'Fuel EFs'!I57*Conversions!$L$5+'Fuel EFs'!L57*Conversions!$L$6","v":115846},null,32.5,null,null,{"$f":"U57*Conversions!$E$84","v":1.4741752025000001E-2},{"$f":"Q57*Conversions!$F$80","v":3.2500000000000001E-2},{"$f":"Conversions!$K$58","v":1.055056},{"$f":"Conversions!$K$59","v":0.105506}]
[18,"Refinery Feedstocks","Refinery Feedstocks",73300,68900,76600,3,1,10,0.6,0.2,2,{"$f":"D58*Conversions!$L$4+'Fuel EFs'!G58*Conversions!$L$5+'Fuel EFs'!J58*Conversions!$L$6","v":73553.8},{"$f":"E58*Conversions!$L$4+'Fuel EFs'!H58*Conversions!$L$5+'Fuel EFs'!K58*Conversions!$L$6","v":68984.600000000006},{"$f":"F58*Conversions!$L$4+'Fuel EFs'!I58*Conversions!$L$5+'Fuel EFs'!L58*Conversions!$L$6","v":77446},null,43,null,null,{"$f":"U58*Conversions!$E$84","v":1.9504471910000001E-2},{"$f":"Q58*Conversions!$F$80","v":4.3000000000000003E-2},{"$f":"Conversions!$K$58","v":1.055056},{"$f":"Conversions!$K$59","v":0.105506}]
[41,"Waste Oils","Waste Oils",73300,72200,74400,30,10,100,4,1.5,15,{"$f":"D59*Conversions!$L$4+'Fuel EFs'!G59*Conversions!$L$5+'Fuel EFs'!J59*Conversions!$L$6","v":75242},{"$f":"E59*Conversions!$L$4+'Fuel EFs'!H59*Conversions!$L$5+'Fuel EFs'!K59*Conversions!$L$6","v":72897},{"$f":"F59*Conversions!$L$4+'Fuel EFs'!I59*Conversions!$L$5+'Fuel EFs'!L59*Conversions!$L$6","v":81370},null,40.200000000000003,null,null,{"$f":"U59*Conversions!$E$84","v":1.8234413274000005E-2},{"$f":"Q59*Conversions!$F$80","v":4.0200000000000007E-2},{"$f":"Conversions!$K$58","v":1.055056},{"$f":"Conversions!$K$59","v":0.105506}]
[null,"a Includes the biomass-derived CO2 emitted from the black liquor combustion unit and the biomass-derived CO2 emitted from the kraft mill lime kiln."]
[]
[null,"Sources "]
[null,"Fuel Emission Factors: 2006 IPCC Guidelines for  National Greenhouse Gas Inventories - Chapter 2: Stationary Combustion."]
[null,"Table 2.2 - Default Emission Factors for Stationary Combustion in the Energy Industries (kg of greenhouse gas per TJ on a Net Calorific Basis)"]
[null,"Note: Units converted to g of GHG per GJ for purposes of this tool"]
[null,"Heating Value Factors: 2006 IPCC Guidelines for  National Greenhouse Gas Inventories - Chapter 1: Introduction"]
[null,"Tables 1.2 - Default Net Calorific Values (NCVs) in TJ per Gg"]
[null,"Note: Units converted to GJ of energy per metric ton (mt) for purposes of this tool"]
[null,"Fuel Density Factors: World Resources Institute - GHG Protocol for Stationary Combustion, 2005."]
[null,"Emission factors from Cross-cutting tools. Table 1.1 CO2 emission factors by fuel"]
[null,"Heat content of Natural Gas, Btu per Cubic Foot, for 2011, End-Use Sectors is used. http://www.eia.gov/totalenergy/data/annual/showtext.cfm?t=ptb1204, http://www.eia.gov/totalenergy/data/monthly/pdf/sec13_4.pdf"]

{"sheet":"DataProjection","index":7,"n_rows":565,"n_cols":32,"rows_kept":565,"cut":false,"hidden":false,"merged":[]}
[]
[]
[null,"Renewable Electricity Generation"]
[null,"Fuels Replaced"]
[null,null,null,null,"Start Year",2010]
[null,"Year of Adoption",{"$f":"AdoptionYear","v":0},null,"Max Projection",{"$f":"MAX(B14:B74)","v":2070}]
[null,"Fuel Offset",{"$f":"'Data Input'!H46","v":0},{"$f":"RenFuelUnit1","v":"Gigajoules (GJ)"}]
[null,"Tech Deg. Rate",{"$f":"TechDeg","v":5.0000000000000001E-3}]
[null,"Growth Rate",{"$f":"GrowthRate","v":0}]
[null,"Growth Rate Stop",{"$f":"YearGrowth","v":2038}]
[null,"Impact Stop",{"$f":"YearImpact","v":-1}]
[]
[null,"Year","AD"]
[null,{"$f":"Start_Year","v":2010},{"$f":"IF(B14<$C$6,0,IF(B14=$C$6,$C$7,IF(B14>$C$11,0,IF(B14>$C$6,C13*(1-$C$8)+IF(B14<=$C$10,C13*($C$9),0)))))","v":0},null,null,null,null,null,null,null,null,null,null,null,null,null,null,null,null,null,null,null,null,null,null,null,null,null,null,null,null,{"$f":"AND(ISNUMBER(B14),B14>=AdoptionYear,B14<=YearImpact)","v":false}]
[null,{"$f":"B14+1","v":2011},{"$f":"IF(B15<$C$6,0,IF(B15=$C$6,$C$7,IF(B15>$C$11,0,IF(B15>$C$6,C14*(1-$C$8)+IF(B15<=$C$10,C14*($C$9),0)))))","v":0},null,null,null,null,null,null,null,null,null,null,null,null,null,null,null,null,null,null,null,null,null,null,null,null,null,null,null,null,{"$f":"AND(ISNUMBER(B15),B15>=AdoptionYear,B15<=YearImpact)","v":false}]
[null,{"$f":"B15+1","v":2012},{"$f":"IF(B16<$C$6,0,IF(B16=$C$6,$C$7,IF(B16>$C$11,0,IF(B16>$C$6,C15*(1-$C$8)+IF(B16<=$C$10,C15*($C$9),0)))))","v":0},null,null,null,null,null,null,null,null,null,null,null,null,null,null,null,null,null,null,null,null,null,null,null,null,null,null,null,null,{"$f":"AND(ISNUMBER(B16),B16>=AdoptionYear,B16<=YearImpact)","v":false}]
[null,2013,0,null,null,null,null,null,null,null,null,null,null,null,null,null,null,null,null,null,null,null,null,null,null,null,null,null,null,null,null,{"$f":"AND(ISNUMBER(B17),B17>=AdoptionYear,B17<=YearImpact)","v":false}]
[null,2014,0,null,null,null,null,null,null,null,null,null,null,null,null,null,null,null,null,null,null,null,null,null,null,null,null,null,null,null,null,{"$f":"AND(ISNUMBER(B18),B18>=AdoptionYear,B18<=YearImpact)","v":false}]
[null,2015,0,null,null,null,null,null,null,null,null,null,null,null,null,null,null,null,null,null,null,null,null,null,null,null,null,null,null,null,null,{"$f":"AND(ISNUMBER(B19),B19>=AdoptionYear,B19<=YearImpact)","v":false}]
[null,2016,0,null,null,null,null,null,null,null,null,null,null,null,null,null,null,null,null,null,null,null,null,null,null,null,null,null,null,null,null,{"$f":"AND(ISNUMBER(B20),B20>=AdoptionYear,B20<=YearImpact)","v":false}]
[null,2017,0,null,null,null,null,null,null,null,null,null,null,null,null,null,null,null,null,null,null,null,null,null,null,null,null,null,null,null,null,{"$f":"AND(ISNUMBER(B21),B21>=AdoptionYear,B21<=YearImpact)","v":false}]
[null,2018,0,null,null,null,null,null,null,null,null,null,null,null,null,null,null,null,null,null,null,null,null,null,null,null,null,null,null,null,null,{"$f":"AND(ISNUMBER(B22),B22>=AdoptionYear,B22<=YearImpact)","v":false}]
[null,2019,0,null,null,null,null,null,null,null,null,null,null,null,null,null,null,null,null,null,null,null,null,null,null,null,null,null,null,null,null,{"$f":"AND(ISNUMBER(B23),B23>=AdoptionYear,B23<=YearImpact)","v":false}]
[null,2020,0,null,null,null,null,null,null,null,null,null,null,null,null,null,null,null,null,null,null,null,null,null,null,null,null,null,null,null,null,{"$f":"AND(ISNUMBER(B24),B24>=AdoptionYear,B24<=YearImpact)","v":false}]
[null,2021,0,null,null,null,null,null,null,null,null,null,null,null,null,null,null,null,null,null,null,null,null,null,null,null,null,null,null,null,null,{"$f":"AND(ISNUMBER(B25),B25>=AdoptionYear,B25<=YearImpact)","v":false}]
[null,2022,0,null,null,null,null,null,null,null,null,null,null,null,null,null,null,null,null,null,null,null,null,null,null,null,null,null,null,null,null,{"$f":"AND(ISNUMBER(B26),B26>=AdoptionYear,B26<=YearImpact)","v":false}]
[null,2023,0,null,null,null,null,null,null,null,null,null,null,null,null,null,null,null,null,null,null,null,null,null,null,null,null,null,null,null,null,{"$f":"AND(ISNUMBER(B27),B27>=AdoptionYear,B27<=YearImpact)","v":false}]
[null,2024,0,null,null,null,null,null,null,null,null,null,null,null,null,null,null,null,null,null,null,null,null,null,null,null,null,null,null,null,null,{"$f":"AND(ISNUMBER(B28),B28>=AdoptionYear,B28<=YearImpact)","v":false}]
[null,2025,0,null,null,null,null,null,null,null,null,null,null,null,null,null,null,null,null,null,null,null,null,null,null,null,null,null,null,null,null,{"$f":"AND(ISNUMBER(B29),B29>=AdoptionYear,B29<=YearImpact)","v":false}]
[null,2026,0,null,null,null,null,null,null,null,null,null,null,null,null,null,null,null,null,null,null,null,null,null,null,null,null,null,null,null,null,{"$f":"AND(ISNUMBER(B30),B30>=AdoptionYear,B30<=YearImpact)","v":false}]
[null,2027,0,null,null,null,null,null,null,null,null,null,null,null,null,null,null,null,null,null,null,null,null,null,null,null,null,null,null,null,null,{"$f":"AND(ISNUMBER(B31),B31>=AdoptionYear,B31<=YearImpact)","v":false}]
[null,2028,0,null,null,null,null,null,null,null,null,null,null,null,null,null,null,null,null,null,null,null,null,null,null,null,null,null,null,null,null,{"$f":"AND(ISNUMBER(B32),B32>=AdoptionYear,B32<=YearImpact)","v":false}]
[null,2029,0,null,null,null,null,null,null,null,null,null,null,null,null,null,null,null,null,null,null,null,null,null,null,null,null,null,null,null,null,{"$f":"AND(ISNUMBER(B33),B33>=AdoptionYear,B33<=YearImpact)","v":false}]
[null,2030,0,null,null,null,null,null,null,null,null,null,null,null,null,null,null,null,null,null,null,null,null,null,null,null,null,null,null,null,null,{"$f":"AND(ISNUMBER(B34),B34>=AdoptionYear,B34<=YearImpact)","v":false}]
[null,{"$f":"B34+1","v":2031},{"$f":"IF(B35<$C$6,0,IF(B35=$C$6,$C$7,IF(B35>$C$11,0,IF(B35>$C$6,C34*(1-$C$8)+IF(B35<=$C$10,C34*($C$9),0)))))","v":0},null,null,null,null,null,null,null,null,null,null,null,null,null,null,null,null,null,null,null,null,null,null,null,null,null,null,null,null,{"$f":"AND(ISNUMBER(B35),B35>=AdoptionYear,B35<=YearImpact)","v":false}]
[null,2032,{"$f":"IF(B36<$C$6,0,IF(B36=$C$6,$C$7,IF(B36>$C$11,0,IF(B36>$C$6,C35*(1-$C$8)+IF(B36<=$C$10,C35*($C$9),0)))))","v":0},null,null,null,null,null,null,null,null,null,null,null,null,null,null,null,null,null,null,null,null,null,null,null,null,null,null,null,null,{"$f":"AND(ISNUMBER(B36),B36>=AdoptionYear,B36<=YearImpact)","v":false}]
[null,2033,0,null,null,null,null,null,null,null,null,null,null,null,null,null,null,null,null,null,null,null,null,null,null,null,null,null,null,null,null,{"$f":"AND(ISNUMBER(B37),B37>=AdoptionYear,B37<=YearImpact)","v":false}]
[null,2034,0,null,null,null,null,null,null,null,null,null,null,null,null,null,null,null,null,null,null,null,null,null,null,null,null,null,null,null,null,{"$f":"AND(ISNUMBER(B38),B38>=AdoptionYear,B38<=YearImpact)","v":false}]
[null,2035,0,null,null,null,null,null,null,null,null,null,null,null,null,null,null,null,null,null,null,null,null,null,null,null,null,null,null,null,null,{"$f":"AND(ISNUMBER(B39),B39>=AdoptionYear,B39<=YearImpact)","v":false}]
[null,2036,0,null,null,null,null,null,null,null,null,null,null,null,null,null,null,null,null,null,null,null,null,null,null,null,null,null,null,null,null,{"$f":"AND(ISNUMBER(B40),B40>=AdoptionYear,B40<=YearImpact)","v":false}]
[null,2037,0,null,null,null,null,null,null,null,null,null,null,null,null,null,null,null,null,null,null,null,null,null,null,null,null,null,null,null,null,{"$f":"AND(ISNUMBER(B41),B41>=AdoptionYear,B41<=YearImpact)","v":false}]
[null,2038,0,null,null,null,null,null,null,null,null,null,null,null,null,null,null,null,null,null,null,null,null,null,null,null,null,null,null,null,null,{"$f":"AND(ISNUMBER(B42),B42>=AdoptionYear,B42<=YearImpact)","v":false}]
[null,2039,0,null,null,null,null,null,null,null,null,null,null,null,null,null,null,null,null,null,null,null,null,null,null,null,null,null,null,null,null,{"$f":"AND(ISNUMBER(B43),B43>=AdoptionYear,B43<=YearImpact)","v":false}]
[null,2040,0,null,null,null,null,null,null,null,null,null,null,null,null,null,null,null,null,null,null,null,null,null,null,null,null,null,null,null,null,{"$f":"AND(ISNUMBER(B44),B44>=AdoptionYear,B44<=YearImpact)","v":false}]
[null,2041,0,null,null,null,null,null,null,null,null,null,null,null,null,null,null,null,null,null,null,null,null,null,null,null,null,null,null,null,null,{"$f":"AND(ISNUMBER(B45),B45>=AdoptionYear,B45<=YearImpact)","v":false}]
[null,2042,0,null,null,null,null,null,null,null,null,null,null,null,null,null,null,null,null,null,null,null,null,null,null,null,null,null,null,null,null,{"$f":"AND(ISNUMBER(B46),B46>=AdoptionYear,B46<=YearImpact)","v":false}]
[null,2043,0,null,null,null,null,null,null,null,null,null,null,null,null,null,null,null,null,null,null,null,null,null,null,null,null,null,null,null,null,{"$f":"AND(ISNUMBER(B47),B47>=AdoptionYear,B47<=YearImpact)","v":false}]
[null,2044,0,null,null,null,null,null,null,null,null,null,null,null,null,null,null,null,null,null,null,null,null,null,null,null,null,null,null,null,null,{"$f":"AND(ISNUMBER(B48),B48>=AdoptionYear,B48<=YearImpact)","v":false}]
[null,2045,0,null,null,null,null,null,null,null,null,null,null,null,null,null,null,null,null,null,null,null,null,null,null,null,null,null,null,null,null,{"$f":"AND(ISNUMBER(B49),B49>=AdoptionYear,B49<=YearImpact)","v":false}]
[null,2046,0,null,null,null,null,null,null,null,null,null,null,null,null,null,null,null,null,null,null,null,null,null,null,null,null,null,null,null,null,{"$f":"AND(ISNUMBER(B50),B50>=AdoptionYear,B50<=YearImpact)","v":false}]
[null,2047,0,null,null,null,null,null,null,null,null,null,null,null,null,null,null,null,null,null,null,null,null,null,null,null,null,null,null,null,null,{"$f":"AND(ISNUMBER(B51),B51>=AdoptionYear,B51<=YearImpact)","v":false}]
[null,2048,0,null,null,null,null,null,null,null,null,null,null,null,null,null,null,null,null,null,null,null,null,null,null,null,null,null,null,null,null,{"$f":"AND(ISNUMBER(B52),B52>=AdoptionYear,B52<=YearImpact)","v":false}]
[null,2049,0,null,null,null,null,null,null,null,null,null,null,null,null,null,null,null,null,null,null,null,null,null,null,null,null,null,null,null,null,{"$f":"AND(ISNUMBER(B53),B53>=AdoptionYear,B53<=YearImpact)","v":false}]
[null,2050,{"$f":"IF(B54<$C$6,0,IF(B54=$C$6,$C$7,IF(B54>$C$11,0,IF(B54>$C$6,C53*(1-$C$8)+IF(B54<=$C$10,C53*($C$9),0)))))","v":0},null,null,null,null,null,null,null,null,null,null,null,null,null,null,null,null,null,null,null,null,null,null,null,null,null,null,null,null,{"$f":"AND(ISNUMBER(B54),B54>=AdoptionYear,B54<=YearImpact)","v":false}]
[null,2051,0,null,null,null,null,null,null,null,null,null,null,null,null,null,null,null,null,null,null,null,null,null,null,null,null,null,null,null,null,{"$f":"AND(ISNUMBER(B55),B55>=AdoptionYear,B55<=YearImpact)","v":false}]
[null,2052,0,null,null,null,null,null,null,null,null,null,null,null,null,null,null,null,null,null,null,null,null,null,null,null,null,null,null,null,null,{"$f":"AND(ISNUMBER(B56),B56>=AdoptionYear,B56<=YearImpact)","v":false}]
[null,2053,0,null,null,null,null,null,null,null,null,null,null,null,null,null,null,null,null,null,null,null,null,null,null,null,null,null,null,null,null,{"$f":"AND(ISNUMBER(B57),B57>=AdoptionYear,B57<=YearImpact)","v":false}]
[null,2054,0,null,null,null,null,null,null,null,null,null,null,null,null,null,null,null,null,null,null,null,null,null,null,null,null,null,null,null,null,{"$f":"AND(ISNUMBER(B58),B58>=AdoptionYear,B58<=YearImpact)","v":false}]
[null,2055,0,null,null,null,null,null,null,null,null,null,null,null,null,null,null,null,null,null,null,null,null,null,null,null,null,null,null,null,null,{"$f":"AND(ISNUMBER(B59),B59>=AdoptionYear,B59<=YearImpact)","v":false}]
[null,2056,0,null,null,null,null,null,null,null,null,null,null,null,null,null,null,null,null,null,null,null,null,null,null,null,null,null,null,null,null,{"$f":"AND(ISNUMBER(B60),B60>=AdoptionYear,B60<=YearImpact)","v":false}]
[null,2057,0,null,null,null,null,null,null,null,null,null,null,null,null,null,null,null,null,null,null,null,null,null,null,null,null,null,null,null,null,{"$f":"AND(ISNUMBER(B61),B61>=AdoptionYear,B61<=YearImpact)","v":false}]
[null,2058,0,null,null,null,null,null,null,null,null,null,null,null,null,null,null,null,null,null,null,null,null,null,null,null,null,null,null,null,null,{"$f":"AND(ISNUMBER(B62),B62>=AdoptionYear,B62<=YearImpact)","v":false}]
[null,2059,0,null,null,null,null,null,null,null,null,null,null,null,null,null,null,null,null,null,null,null,null,null,null,null,null,null,null,null,null,{"$f":"AND(ISNUMBER(B63),B63>=AdoptionYear,B63<=YearImpact)","v":false}]
[null,2060,0,null,null,null,null,null,null,null,null,null,null,null,null,null,null,null,null,null,null,null,null,null,null,null,null,null,null,null,null,{"$f":"AND(ISNUMBER(B64),B64>=AdoptionYear,B64<=YearImpact)","v":false}]
[null,2061,0,null,null,null,null,null,null,null,null,null,null,null,null,null,null,null,null,null,null,null,null,null,null,null,null,null,null,null,null,{"$f":"AND(ISNUMBER(B65),B65>=AdoptionYear,B65<=YearImpact)","v":false}]
[null,2062,0,null,null,null,null,null,null,null,null,null,null,null,null,null,null,null,null,null,null,null,null,null,null,null,null,null,null,null,null,{"$f":"AND(ISNUMBER(B66),B66>=AdoptionYear,B66<=YearImpact)","v":false}]
[null,2063,0,null,null,null,null,null,null,null,null,null,null,null,null,null,null,null,null,null,null,null,null,null,null,null,null,null,null,null,null,{"$f":"AND(ISNUMBER(B67),B67>=AdoptionYear,B67<=YearImpact)","v":false}]
[null,2064,0,null,null,null,null,null,null,null,null,null,null,null,null,null,null,null,null,null,null,null,null,null,null,null,null,null,null,null,null,{"$f":"AND(ISNUMBER(B68),B68>=AdoptionYear,B68<=YearImpact)","v":false}]
[null,2065,0,null,null,null,null,null,null,null,null,null,null,null,null,null,null,null,null,null,null,null,null,null,null,null,null,null,null,null,null,{"$f":"AND(ISNUMBER(B69),B69>=AdoptionYear,B69<=YearImpact)","v":false}]
[null,2066,0,null,null,null,null,null,null,null,null,null,null,null,null,null,null,null,null,null,null,null,null,null,null,null,null,null,null,null,null,{"$f":"AND(ISNUMBER(B70),B70>=AdoptionYear,B70<=YearImpact)","v":false}]
[null,2067,0,null,null,null,null,null,null,null,null,null,null,null,null,null,null,null,null,null,null,null,null,null,null,null,null,null,null,null,null,{"$f":"AND(ISNUMBER(B71),B71>=AdoptionYear,B71<=YearImpact)","v":false}]
[null,2068,0,null,null,null,null,null,null,null,null,null,null,null,null,null,null,null,null,null,null,null,null,null,null,null,null,null,null,null,null,{"$f":"AND(ISNUMBER(B72),B72>=AdoptionYear,B72<=YearImpact)","v":false}]
[null,2069,0,null,null,null,null,null,null,null,null,null,null,null,null,null,null,null,null,null,null,null,null,null,null,null,null,null,null,null,null,{"$f":"AND(ISNUMBER(B73),B73>=AdoptionYear,B73<=YearImpact)","v":false}]
[null,2070,0,null,null,null,null,null,null,null,null,null,null,null,null,null,null,null,null,null,null,null,null,null,null,null,null,null,null,null,null,{"$f":"AND(ISNUMBER(B74),B74>=AdoptionYear,B74<=YearImpact)","v":false}]
[null,null,null,null,null,null,null,null,null,null,null,null,null,null,null,null,null,null,null,null,null,null,null,null,null,null,null,null,null,null,null,{"$f":"AND(ISNUMBER(B75),B75>=AdoptionYear,B75<=YearImpact)","v":false}]
[null,null,null,null,null,null,null,null,null,null,null,null,null,null,null,null,null,null,null,null,null,null,null,null,null,null,null,null,null,null,null,{"$f":"AND(ISNUMBER(B76),B76>=AdoptionYear,B76<=YearImpact)","v":false}]
[null,null,null,null,null,null,null,null,null,null,null,null,null,null,null,null,null,null,null,null,null,null,null,null,null,null,null,null,null,null,null,{"$f":"AND(ISNUMBER(B77),B77>=AdoptionYear,B77<=YearImpact)","v":false}]
[null,"Renewable Electricity Generation",null,null,null,null,null,null,null,null,null,null,null,null,null,null,null,null,null,null,null,null,null,null,null,null,null,null,null,null,null,{"$f":"AND(ISNUMBER(B78),B78>=AdoptionYear,B78<=YearImpact)","v":false}]
[null,"Electricity Generated",null,null,null,null,null,null,null,null,null,null,null,null,null,null,null,null,null,null,null,null,null,null,null,null,null,null,null,null,null,{"$f":"AND(ISNUMBER(B79),B79>=AdoptionYear,B79<=YearImpact)","v":false}]
[null,null,null,null,null,null,null,null,null,null,null,null,null,null,null,null,null,null,null,null,null,null,null,null,null,null,null,null,null,null,null,{"$f":"AND(ISNUMBER(B80),B80>=AdoptionYear,B80<=YearImpact)","v":false}]
[null,"Year of Adoption",{"$f":"AdoptionYear","v":0},null,null,null,null,null,null,null,null,null,null,null,null,null,null,null,null,null,null,null,null,null,null,null,null,null,null,null,null,{"$f":"AND(ISNUMBER(B81),B81>=AdoptionYear,B81<=YearImpact)","v":false}]
[null,"Fuel Offset",{"$f":"'Data Input'!H115","v":0},{"$f":"RenElecUnit1","v":"MWh"},null,null,null,null,null,null,null,null,null,null,null,null,null,null,null,null,null,null,null,null,null,null,null,null,null,null,null,{"$f":"AND(ISNUMBER(B82),B82>=AdoptionYear,B82<=YearImpact)","v":false}]
[null,"Tech Deg. Rate",{"$f":"'Data Input'!H353","v":5.0000000000000001E-3},null,null,null,null,null,null,null,null,null,null,null,null,null,null,null,null,null,null,null,null,null,null,null,null,null,null,null,null,{"$f":"AND(ISNUMBER(B83),B83>=AdoptionYear,B83<=YearImpact)","v":false}]
[null,"Growth Rate",{"$f":"'Data Input'!H347","v":0},null,null,null,null,null,null,null,null,null,null,null,null,null,null,null,null,null,null,null,null,null,null,null,null,null,null,null,null,{"$f":"AND(ISNUMBER(B84),B84>=AdoptionYear,B84<=YearImpact)","v":false}]
[null,"Growth Rate Stop",{"$f":"'Data Input'!H349","v":2038},null,null,null,null,null,null,null,null,null,null,null,null,null,null,null,null,null,null,null,null,null,null,null,null,null,null,null,null,{"$f":"AND(ISNUMBER(B85),B85>=AdoptionYear,B85<=YearImpact)","v":false}]
[null,"Impact Stop",{"$f":"'Data Input'!H351","v":-1},null,null,null,null,null,null,null,null,null,null,null,null,null,null,null,null,null,null,null,null,null,null,null,null,null,null,null,null,{"$f":"AND(ISNUMBER(B86),B86>=AdoptionYear,B86<=YearImpact)","v":false}]
[null,null,null,null,null,null,null,null,null,null,null,null,null,null,null,null,null,null,null,null,null,null,null,null,null,null,null,null,null,null,null,{"$f":"AND(ISNUMBER(B87),B87>=AdoptionYear,B87<=YearImpact)","v":false}]
[null,"Year","AD",null,null,null,null,null,null,null,null,null,null,null,null,null,null,null,null,null,null,null,null,null,null,null,null,null,null,null,null,{"$f":"AND(ISNUMBER(B88),B88>=AdoptionYear,B88<=YearImpact)","v":false}]
[null,{"$f":"Start_Year","v":2010},{"$f":"IF(B89<$C$81,0,IF(B89=$C$6,$C$82,IF(B89>$C$86,0,IF(B89>$C$6,C88*(1-$C$83)+IF(B89<=$C$85,C88*($C$84),0)))))","v":0},null,null,null,null,null,null,null,null,null,null,null,null,null,null,null,null,null,null,null,null,null,null,null,null,null,null,null,null,{"$f":"AND(ISNUMBER(B89),B89>=AdoptionYear,B89<=YearImpact)","v":false}]
[null,{"$f":"B89+1","v":2011},0,null,null,null,null,null,null,null,null,null,null,null,null,null,null,null,null,null,null,null,null,null,null,null,null,null,null,null,null,{"$f":"AND(ISNUMBER(B90),B90>=AdoptionYear,B90<=YearImpact)","v":false}]
[null,{"$f":"B90+1","v":2012},0,null,null,null,null,null,null,null,null,null,null,null,null,null,null,null,null,null,null,null,null,null,null,null,null,null,null,null,null,{"$f":"AND(ISNUMBER(B91),B91>=AdoptionYear,B91<=YearImpact)","v":false}]
[null,2013,0,null,null,null,null,null,null,null,null,null,null,null,null,null,null,null,null,null,null,null,null,null,null,null,null,null,null,null,null,{"$f":"AND(ISNUMBER(B92),B92>=AdoptionYear,B92<=YearImpact)","v":false}]
[null,2014,0,null,null,null,null,null,null,null,null,null,null,null,null,null,null,null,null,null,null,null,null,null,null,null,null,null,null,null,null,{"$f":"AND(ISNUMBER(B93),B93>=AdoptionYear,B93<=YearImpact)","v":false}]
[null,2015,0,null,null,null,null,null,null,null,null,null,null,null,null,null,null,null,null,null,null,null,null,null,null,null,null,null,null,null,null,{"$f":"AND(ISNUMBER(B94),B94>=AdoptionYear,B94<=YearImpact)","v":false}]
[null,2016,0,null,null,null,null,null,null,null,null,null,null,null,null,null,null,null,null,null,null,null,null,null,null,null,null,null,null,null,null,{"$f":"AND(ISNUMBER(B95),B95>=AdoptionYear,B95<=YearImpact)","v":false}]
[null,2017,0,null,null,null,null,null,null,null,null,null,null,null,null,null,null,null,null,null,null,null,null,null,null,null,null,null,null,null,null,{"$f":"AND(ISNUMBER(B96),B96>=AdoptionYear,B96<=YearImpact)","v":false}]
[null,2018,0,null,null,null,null,null,null,null,null,null,null,null,null,null,null,null,null,null,null,null,null,null,null,null,null,null,null,null,null,{"$f":"AND(ISNUMBER(B97),B97>=AdoptionYear,B97<=YearImpact)","v":false}]
[null,2019,0,null,null,null,null,null,null,null,null,null,null,null,null,null,null,null,null,null,null,null,null,null,null,null,null,null,null,null,null,{"$f":"AND(ISNUMBER(B98),B98>=AdoptionYear,B98<=YearImpact)","v":false}]
[null,2020,0,null,null,null,null,null,null,null,null,null,null,null,null,null,null,null,null,null,null,null,null,null,null,null,null,null,null,null,null,{"$f":"AND(ISNUMBER(B99),B99>=AdoptionYear,B99<=YearImpact)","v":false}]
[null,2021,0,null,null,null,null,null,null,null,null,null,null,null,null,null,null,null,null,null,null,null,null,null,null,null,null,null,null,null,null,{"$f":"AND(ISNUMBER(B100),B100>=AdoptionYear,B100<=YearImpact)","v":false}]
[null,2022,0,null,null,null,null,null,null,null,null,null,null,null,null,null,null,null,null,null,null,null,null,null,null,null,null,null,null,null,null,{"$f":"AND(ISNUMBER(B101),B101>=AdoptionYear,B101<=YearImpact)","v":false}]
[null,2023,0,null,null,null,null,null,null,null,null,null,null,null,null,null,null,null,null,null,null,null,null,null,null,null,null,null,null,null,null,{"$f":"AND(ISNUMBER(B102),B102>=AdoptionYear,B102<=YearImpact)","v":false}]
[null,2024,0,null,null,null,null,null,null,null,null,null,null,null,null,null,null,null,null,null,null,null,null,null,null,null,null,null,null,null,null,{"$f":"AND(ISNUMBER(B103),B103>=AdoptionYear,B103<=YearImpact)","v":false}]
[null,2025,0,null,null,null,null,null,null,null,null,null,null,null,null,null,null,null,null,null,null,null,null,null,null,null,null,null,null,null,null,{"$f":"AND(ISNUMBER(B104),B104>=AdoptionYear,B104<=YearImpact)","v":false}]
[null,2026,0,null,null,null,null,null,null,null,null,null,null,null,null,null,null,null,null,null,null,null,null,null,null,null,null,null,null,null,null,{"$f":"AND(ISNUMBER(B105),B105>=AdoptionYear,B105<=YearImpact)","v":false}]
[null,2027,0,null,null,null,null,null,null,null,null,null,null,null,null,null,null,null,null,null,null,null,null,null,null,null,null,null,null,null,null,{"$f":"AND(ISNUMBER(B106),B106>=AdoptionYear,B106<=YearImpact)","v":false}]
[null,2028,0,null,null,null,null,null,null,null,null,null,null,null,null,null,null,null,null,null,null,null,null,null,null,null,null,null,null,null,null,{"$f":"AND(ISNUMBER(B107),B107>=AdoptionYear,B107<=YearImpact)","v":false}]
[null,2029,0,null,null,null,null,null,null,null,null,null,null,null,null,null,null,null,null,null,null,null,null,null,null,null,null,null,null,null,null,{"$f":"AND(ISNUMBER(B108),B108>=AdoptionYear,B108<=YearImpact)","v":false}]
[null,2030,0,null,null,null,null,null,null,null,null,null,null,null,null,null,null,null,null,null,null,null,null,null,null,null,null,null,null,null,null,{"$f":"AND(ISNUMBER(B109),B109>=AdoptionYear,B109<=YearImpact)","v":false}]
[null,{"$f":"B109+1","v":2031},0,null,null,null,null,null,null,null,null,null,null,null,null,null,null,null,null,null,null,null,null,null,null,null,null,null,null,null,null,{"$f":"AND(ISNUMBER(B110),B110>=AdoptionYear,B110<=YearImpact)","v":false}]
[null,2032,0,null,null,null,null,null,null,null,null,null,null,null,null,null,null,null,null,null,null,null,null,null,null,null,null,null,null,null,null,{"$f":"AND(ISNUMBER(B111),B111>=AdoptionYear,B111<=YearImpact)","v":false}]
[null,2033,0,null,null,null,null,null,null,null,null,null,null,null,null,null,null,null,null,null,null,null,null,null,null,null,null,null,null,null,null,{"$f":"AND(ISNUMBER(B112),B112>=AdoptionYear,B112<=YearImpact)","v":false}]
[null,2034,0,null,null,null,null,null,null,null,null,null,null,null,null,null,null,null,null,null,null,null,null,null,null,null,null,null,null,null,null,{"$f":"AND(ISNUMBER(B113),B113>=AdoptionYear,B113<=YearImpact)","v":false}]
[null,2035,0,null,null,null,null,null,null,null,null,null,null,null,null,null,null,null,null,null,null,null,null,null,null,null,null,null,null,null,null,{"$f":"AND(ISNUMBER(B114),B114>=AdoptionYear,B114<=YearImpact)","v":false}]
[null,2036,0,null,null,null,null,null,null,null,null,null,null,null,null,null,null,null,null,null,null,null,null,null,null,null,null,null,null,null,null,{"$f":"AND(ISNUMBER(B115),B115>=AdoptionYear,B115<=YearImpact)","v":false}]
[null,2037,0,null,null,null,null,null,null,null,null,null,null,null,null,null,null,null,null,null,null,null,null,null,null,null,null,null,null,null,null,{"$f":"AND(ISNUMBER(B116),B116>=AdoptionYear,B116<=YearImpact)","v":false}]
[null,2038,0,null,null,null,null,null,null,null,null,null,null,null,null,null,null,null,null,null,null,null,null,null,null,null,null,null,null,null,null,{"$f":"AND(ISNUMBER(B117),B117>=AdoptionYear,B117<=YearImpact)","v":false}]
[null,2039,0,null,null,null,null,null,null,null,null,null,null,null,null,null,null,null,null,null,null,null,null,null,null,null,null,null,null,null,null,{"$f":"AND(ISNUMBER(B118),B118>=AdoptionYear,B118<=YearImpact)","v":false}]
[null,2040,0,null,null,null,null,null,null,null,null,null,null,null,null,null,null,null,null,null,null,null,null,null,null,null,null,null,null,null,null,{"$f":"AND(ISNUMBER(B119),B119>=AdoptionYear,B119<=YearImpact)","v":false}]
[null,2041,0,null,null,null,null,null,null,null,null,null,null,null,null,null,null,null,null,null,null,null,null,null,null,null,null,null,null,null,null,{"$f":"AND(ISNUMBER(B120),B120>=AdoptionYear,B120<=YearImpact)","v":false}]
[null,2042,0,null,null,null,null,null,null,null,null,null,null,null,null,null,null,null,null,null,null,null,null,null,null,null,null,null,null,null,null,{"$f":"AND(ISNUMBER(B121),B121>=AdoptionYear,B121<=YearImpact)","v":false}]
[null,2043,0,null,null,null,null,null,null,null,null,null,null,null,null,null,null,null,null,null,null,null,null,null,null,null,null,null,null,null,null,{"$f":"AND(ISNUMBER(B122),B122>=AdoptionYear,B122<=YearImpact)","v":false}]
[null,2044,0,null,null,null,null,null,null,null,null,null,null,null,null,null,null,null,null,null,null,null,null,null,null,null,null,null,null,null,null,{"$f":"AND(ISNUMBER(B123),B123>=AdoptionYear,B123<=YearImpact)","v":false}]
[null,2045,0,null,null,null,null,null,null,null,null,null,null,null,null,null,null,null,null,null,null,null,null,null,null,null,null,null,null,null,null,{"$f":"AND(ISNUMBER(B124),B124>=AdoptionYear,B124<=YearImpact)","v":false}]
[null,2046,0,null,null,null,null,null,null,null,null,null,null,null,null,null,null,null,null,null,null,null,null,null,null,null,null,null,null,null,null,{"$f":"AND(ISNUMBER(B125),B125>=AdoptionYear,B125<=YearImpact)","v":false}]
[null,2047,0,null,null,null,null,null,null,null,null,null,null,null,null,null,null,null,null,null,null,null,null,null,null,null,null,null,null,null,null,{"$f":"AND(ISNUMBER(B126),B126>=AdoptionYear,B126<=YearImpact)","v":false}]
[null,2048,0,null,null,null,null,null,null,null,null,null,null,null,null,null,null,null,null,null,null,null,null,null,null,null,null,null,null,null,null,{"$f":"AND(ISNUMBER(B127),B127>=AdoptionYear,B127<=YearImpact)","v":false}]
[null,2049,0,null,null,null,null,null,null,null,null,null,null,null,null,null,null,null,null,null,null,null,null,null,null,null,null,null,null,null,null,{"$f":"AND(ISNUMBER(B128),B128>=AdoptionYear,B128<=YearImpact)","v":false}]
[null,2050,{"$f":"IF(B129<$C$81,0,IF(B129=$C$6,$C$82,IF(B129>$C$86,0,IF(B129>$C$6,C128*(1-$C$83)+IF(B129<=$C$85,C128*($C$84),0)))))","v":0},null,null,null,null,null,null,null,null,null,null,null,null,null,null,null,null,null,null,null,null,null,null,null,null,null,null,null,null,{"$f":"AND(ISNUMBER(B129),B129>=AdoptionYear,B129<=YearImpact)","v":false}]
[null,2051,0,null,null,null,null,null,null,null,null,null,null,null,null,null,null,null,null,null,null,null,null,null,null,null,null,null,null,null,null,{"$f":"AND(ISNUMBER(B130),B130>=AdoptionYear,B130<=YearImpact)","v":false}]
[null,2052,0,null,null,null,null,null,null,null,null,null,null,null,null,null,null,null,null,null,null,null,null,null,null,null,null,null,null,null,null,{"$f":"AND(ISNUMBER(B131),B131>=AdoptionYear,B131<=YearImpact)","v":false}]
[null,2053,0,null,null,null,null,null,null,null,null,null,null,null,null,null,null,null,null,null,null,null,null,null,null,null,null,null,null,null,null,{"$f":"AND(ISNUMBER(B132),B132>=AdoptionYear,B132<=YearImpact)","v":false}]
[null,2054,0,null,null,null,null,null,null,null,null,null,null,null,null,null,null,null,null,null,null,null,null,null,null,null,null,null,null,null,null,{"$f":"AND(ISNUMBER(B133),B133>=AdoptionYear,B133<=YearImpact)","v":false}]
[null,2055,0,null,null,null,null,null,null,null,null,null,null,null,null,null,null,null,null,null,null,null,null,null,null,null,null,null,null,null,null,{"$f":"AND(ISNUMBER(B134),B134>=AdoptionYear,B134<=YearImpact)","v":false}]
[null,2056,0,null,null,null,null,null,null,null,null,null,null,null,null,null,null,null,null,null,null,null,null,null,null,null,null,null,null,null,null,{"$f":"AND(ISNUMBER(B135),B135>=AdoptionYear,B135<=YearImpact)","v":false}]
[null,2057,0,null,null,null,null,null,null,null,null,null,null,null,null,null,null,null,null,null,null,null,null,null,null,null,null,null,null,null,null,{"$f":"AND(ISNUMBER(B136),B136>=AdoptionYear,B136<=YearImpact)","v":false}]
[null,2058,0,null,null,null,null,null,null,null,null,null,null,null,null,null,null,null,null,null,null,null,null,null,null,null,null,null,null,null,null,{"$f":"AND(ISNUMBER(B137),B137>=AdoptionYear,B137<=YearImpact)","v":false}]
[null,2059,0,null,null,null,null,null,null,null,null,null,null,null,null,null,null,null,null,null,null,null,null,null,null,null,null,null,null,null,null,{"$f":"AND(ISNUMBER(B138),B138>=AdoptionYear,B138<=YearImpact)","v":false}]
[null,2060,0,null,null,null,null,null,null,null,null,null,null,null,null,null,null,null,null,null,null,null,null,null,null,null,null,null,null,null,null,{"$f":"AND(ISNUMBER(B139),B139>=AdoptionYear,B139<=YearImpact)","v":false}]
[null,2061,0,null,null,null,null,null,null,null,null,null,null,null,null,null,null,null,null,null,null,null,null,null,null,null,null,null,null,null,null,{"$f":"AND(ISNUMBER(B140),B140>=AdoptionYear,B140<=YearImpact)","v":false}]
[null,2062,0,null,null,null,null,null,null,null,null,null,null,null,null,null,null,null,null,null,null,null,null,null,null,null,null,null,null,null,null,{"$f":"AND(ISNUMBER(B141),B141>=AdoptionYear,B141<=YearImpact)","v":false}]
[null,2063,0,null,null,null,null,null,null,null,null,null,null,null,null,null,null,null,null,null,null,null,null,null,null,null,null,null,null,null,null,{"$f":"AND(ISNUMBER(B142),B142>=AdoptionYear,B142<=YearImpact)","v":false}]
[null,2064,0,null,null,null,null,null,null,null,null,null,null,null,null,null,null,null,null,null,null,null,null,null,null,null,null,null,null,null,null,{"$f":"AND(ISNUMBER(B143),B143>=AdoptionYear,B143<=YearImpact)","v":false}]
[null,2065,0,null,null,null,null,null,null,null,null,null,null,null,null,null,null,null,null,null,null,null,null,null,null,null,null,null,null,null,null,{"$f":"AND(ISNUMBER(B144),B144>=AdoptionYear,B144<=YearImpact)","v":false}]
[null,2066,0,null,null,null,null,null,null,null,null,null,null,null,null,null,null,null,null,null,null,null,null,null,null,null,null,null,null,null,null,{"$f":"AND(ISNUMBER(B145),B145>=AdoptionYear,B145<=YearImpact)","v":false}]
[null,2067,0,null,null,null,null,null,null,null,null,null,null,null,null,null,null,null,null,null,null,null,null,null,null,null,null,null,null,null,null,{"$f":"AND(ISNUMBER(B146),B146>=AdoptionYear,B146<=YearImpact)","v":false}]
[null,2068,0,null,null,null,null,null,null,null,null,null,null,null,null,null,null,null,null,null,null,null,null,null,null,null,null,null,null,null,null,{"$f":"AND(ISNUMBER(B147),B147>=AdoptionYear,B147<=YearImpact)","v":false}]
[null,2069,0,null,null,null,null,null,null,null,null,null,null,null,null,null,null,null,null,null,null,null,null,null,null,null,null,null,null,null,null,{"$f":"AND(ISNUMBER(B148),B148>=AdoptionYear,B148<=YearImpact)","v":false}]
[null,2070,0,null,null,null,null,null,null,null,null,null,null,null,null,null,null,null,null,null,null,null,null,null,null,null,null,null,null,null,null,{"$f":"AND(ISNUMBER(B149),B149>=AdoptionYear,B149<=YearImpact)","v":false}]
[null,null,null,null,null,null,null,null,null,null,null,null,null,null,null,null,null,null,null,null,null,null,null,null,null,null,null,null,null,null,null,{"$f":"AND(ISNUMBER(B150),B150>=AdoptionYear,B150<=YearImpact)","v":false}]
[null,null,null,null,null,null,null,null,null,null,null,null,null,null,null,null,null,null,null,null,null,null,null,null,null,null,null,null,null,null,null,{"$f":"AND(ISNUMBER(B151),B151>=AdoptionYear,B151<=YearImpact)","v":false}]
[null,"Fuel Switching",null,null,null,null,null,null,null,null,null,null,null,null,null,null,null,null,null,null,null,null,null,null,null,null,null,null,null,null,null,{"$f":"AND(ISNUMBER(B152),B152>=AdoptionYear,B152<=YearImpact)","v":false}]
[null,"Year of Adoption",{"$f":"AdoptionYear","v":0},null,null,null,null,null,null,null,null,null,null,null,null,null,null,null,null,null,null,null,null,null,null,null,null,null,null,null,null,{"$f":"AND(ISNUMBER(B153),B153>=AdoptionYear,B153<=YearImpact)","v":false}]
[null,"Fuel Consumption",{"$f":"'Data Input'!H192","v":0},{"$f":"C154","v":0},{"$f":"FuelSwitFuelUnit1","v":"Gigajoules (GJ)"},null,null,null,null,null,null,null,null,null,null,null,null,null,null,null,null,null,null,null,null,null,null,null,null,null,null,{"$f":"AND(ISNUMBER(B154),B154>=AdoptionYear,B154<=YearImpact)","v":false}]
[null,"Tech Deg. Rate",0,null,"<Not Applicable>",null,null,null,null,null,null,null,null,null,null,null,null,null,null,null,null,null,null,null,null,null,null,null,null,null,null,{"$f":"AND(ISNUMBER(B155),B155>=AdoptionYear,B155<=YearImpact)","v":false}]
[null,"Growth Rate",{"$f":"GrowthRate","v":0},null,null,null,null,null,null,null,null,null,null,null,null,null,null,null,null,null,null,null,null,null,null,null,null,null,null,null,null,{"$f":"AND(ISNUMBER(B156),B156>=AdoptionYear,B156<=YearImpact)","v":false}]
[null,"Growth Rate Stop",{"$f":"YearGrowth","v":2038},null,null,null,null,null,null,null,null,null,null,null,null,null,null,null,null,null,null,null,null,null,null,null,null,null,null,null,null,{"$f":"AND(ISNUMBER(B157),B157>=AdoptionYear,B157<=YearImpact)","v":false}]
[null,"Impact Stop",{"$f":"YearImpact","v":-1},null,null,null,null,null,null,null,null,null,null,null,null,null,null,null,null,null,null,null,null,null,null,null,null,null,null,null,null,{"$f":"AND(ISNUMBER(B158),B158>=AdoptionYear,B158<=YearImpact)","v":false}]
[null,null,null,null,null,null,null,null,null,null,null,null,null,null,null,null,null,null,null,null,null,null,null,null,null,null,null,null,null,null,null,{"$f":"AND(ISNUMBER(B159),B159>=AdoptionYear,B159<=YearImpact)","v":false}]
[null,"Year","AD","Baseline",null,null,null,null,null,null,null,null,null,null,null,null,null,null,null,null,null,null,null,null,null,null,null,null,null,null,null,{"$f":"AND(ISNUMBER(B160),B160>=AdoptionYear,B160<=YearImpact)","v":false}]
[null,{"$f":"Start_Year","v":2010},{"$f":"IF(B161<$C$153,0,IF(B161=$C$6,$C$154,IF(B161>$C$158,0,IF(B161>$C$6,C160*(1-$C$155)+IF(B161<=$C$157,C160*($C$156),0)))))","v":0},{"$f":"IF(B161<$C$153,0,IF(B161=$C$6,$D$154,IF(B161>$C$158,0,IF(B161>$C$6,C160*(1-$C$155)+IF(B161<=$C$157,C160*($C$156),0)))))","v":0},null,null,null,null,null,null,null,null,null,null,null,null,null,null,null,null,null,null,null,null,null,null,null,null,null,null,null,{"$f":"AND(ISNUMBER(B161),B161>=AdoptionYear,B161<=YearImpact)","v":false}]
[null,{"$f":"B161+1","v":2011},0,{"$f":"IF(B162<$C$153,0,IF(B162=$C$6,$D$154,IF(B162>$C$158,0,IF(B162>$C$6,D161*(1-$C$155)+IF(B162<=$C$157,D161*($C$156),0)))))","v":0},null,null,null,null,null,null,null,null,null,null,null,null,null,null,null,null,null,null,null,null,null,null,null,null,null,null,null,{"$f":"AND(ISNUMBER(B162),B162>=AdoptionYear,B162<=YearImpact)","v":false}]
[null,{"$f":"B162+1","v":2012},0,0,null,null,null,null,null,null,null,null,null,null,null,null,null,null,null,null,null,null,null,null,null,null,null,null,null,null,null,{"$f":"AND(ISNUMBER(B163),B163>=AdoptionYear,B163<=YearImpact)","v":false}]
[null,2013,0,0,null,null,null,null,null,null,null,null,null,null,null,null,null,null,null,null,null,null,null,null,null,null,null,null,null,null,null,{"$f":"AND(ISNUMBER(B164),B164>=AdoptionYear,B164<=YearImpact)","v":false}]
[null,2014,0,0,null,null,null,null,null,null,null,null,null,null,null,null,null,null,null,null,null,null,null,null,null,null,null,null,null,null,null,{"$f":"AND(ISNUMBER(B165),B165>=AdoptionYear,B165<=YearImpact)","v":false}]
[null,2015,0,0,null,null,null,null,null,null,null,null,null,null,null,null,null,null,null,null,null,null,null,null,null,null,null,null,null,null,null,{"$f":"AND(ISNUMBER(B166),B166>=AdoptionYear,B166<=YearImpact)","v":false}]
[null,2016,0,0,null,null,null,null,null,null,null,null,null,null,null,null,null,null,null,null,null,null,null,null,null,null,null,null,null,null,null,{"$f":"AND(ISNUMBER(B167),B167>=AdoptionYear,B167<=YearImpact)","v":false}]
[null,2017,0,0,null,null,null,null,null,null,null,null,null,null,null,null,null,null,null,null,null,null,null,null,null,null,null,null,null,null,null,{"$f":"AND(ISNUMBER(B168),B168>=AdoptionYear,B168<=YearImpact)","v":false}]
[null,2018,0,0,null,null,null,null,null,null,null,null,null,null,null,null,null,null,null,null,null,null,null,null,null,null,null,null,null,null,null,{"$f":"AND(ISNUMBER(B169),B169>=AdoptionYear,B169<=YearImpact)","v":false}]
[null,2019,0,0,null,null,null,null,null,null,null,null,null,null,null,null,null,null,null,null,null,null,null,null,null,null,null,null,null,null,null,{"$f":"AND(ISNUMBER(B170),B170>=AdoptionYear,B170<=YearImpact)","v":false}]
[null,2020,0,0,null,null,null,null,null,null,null,null,null,null,null,null,null,null,null,null,null,null,null,null,null,null,null,null,null,null,null,{"$f":"AND(ISNUMBER(B171),B171>=AdoptionYear,B171<=YearImpact)","v":false}]
[null,2021,0,0,null,null,null,null,null,null,null,null,null,null,null,null,null,null,null,null,null,null,null,null,null,null,null,null,null,null,null,{"$f":"AND(ISNUMBER(B172),B172>=AdoptionYear,B172<=YearImpact)","v":false}]
[null,2022,0,0,null,null,null,null,null,null,null,null,null,null,null,null,null,null,null,null,null,null,null,null,null,null,null,null,null,null,null,{"$f":"AND(ISNUMBER(B173),B173>=AdoptionYear,B173<=YearImpact)","v":false}]
[null,2023,0,0,null,null,null,null,null,null,null,null,null,null,null,null,null,null,null,null,null,null,null,null,null,null,null,null,null,null,null,{"$f":"AND(ISNUMBER(B174),B174>=AdoptionYear,B174<=YearImpact)","v":false}]
[null,2024,0,0,null,null,null,null,null,null,null,null,null,null,null,null,null,null,null,null,null,null,null,null,null,null,null,null,null,null,null,{"$f":"AND(ISNUMBER(B175),B175>=AdoptionYear,B175<=YearImpact)","v":false}]
[null,2025,0,0,null,null,null,null,null,null,null,null,null,null,null,null,null,null,null,null,null,null,null,null,null,null,null,null,null,null,null,{"$f":"AND(ISNUMBER(B176),B176>=AdoptionYear,B176<=YearImpact)","v":false}]
[null,2026,0,0,null,null,null,null,null,null,null,null,null,null,null,null,null,null,null,null,null,null,null,null,null,null,null,null,null,null,null,{"$f":"AND(ISNUMBER(B177),B177>=AdoptionYear,B177<=YearImpact)","v":false}]
[null,2027,0,0,null,null,null,null,null,null,null,null,null,null,null,null,null,null,null,null,null,null,null,null,null,null,null,null,null,null,null,{"$f":"AND(ISNUMBER(B178),B178>=AdoptionYear,B178<=YearImpact)","v":false}]
[null,2028,0,0,null,null,null,null,null,null,null,null,null,null,null,null,null,null,null,null,null,null,null,null,null,null,null,null,null,null,null,{"$f":"AND(ISNUMBER(B179),B179>=AdoptionYear,B179<=YearImpact)","v":false}]
[null,2029,0,0,null,null,null,null,null,null,null,null,null,null,null,null,null,null,null,null,null,null,null,null,null,null,null,null,null,null,null,{"$f":"AND(ISNUMBER(B180),B180>=AdoptionYear,B180<=YearImpact)","v":false}]
[null,2030,0,0,null,null,null,null,null,null,null,null,null,null,null,null,null,null,null,null,null,null,null,null,null,null,null,null,null,null,null,{"$f":"AND(ISNUMBER(B181),B181>=AdoptionYear,B181<=YearImpact)","v":false}]
[null,{"$f":"B181+1","v":2031},0,0,null,null,null,null,null,null,null,null,null,null,null,null,null,null,null,null,null,null,null,null,null,null,null,null,null,null,null,{"$f":"AND(ISNUMBER(B182),B182>=AdoptionYear,B182<=YearImpact)","v":false}]
[null,2032,0,0,null,null,null,null,null,null,null,null,null,null,null,null,null,null,null,null,null,null,null,null,null,null,null,null,null,null,null,{"$f":"AND(ISNUMBER(B183),B183>=AdoptionYear,B183<=YearImpact)","v":false}]
[null,2033,0,0,null,null,null,null,null,null,null,null,null,null,null,null,null,null,null,null,null,null,null,null,null,null,null,null,null,null,null,{"$f":"AND(ISNUMBER(B184),B184>=AdoptionYear,B184<=YearImpact)","v":false}]
[null,2034,0,0,null,null,null,null,null,null,null,null,null,null,null,null,null,null,null,null,null,null,null,null,null,null,null,null,null,null,null,{"$f":"AND(ISNUMBER(B185),B185>=AdoptionYear,B185<=YearImpact)","v":false}]
[null,2035,0,0,null,null,null,null,null,null,null,null,null,null,null,null,null,null,null,null,null,null,null,null,null,null,null,null,null,null,null,{"$f":"AND(ISNUMBER(B186),B186>=AdoptionYear,B186<=YearImpact)","v":false}]
[null,2036,0,0,null,null,null,null,null,null,null,null,null,null,null,null,null,null,null,null,null,null,null,null,null,null,null,null,null,null,null,{"$f":"AND(ISNUMBER(B187),B187>=AdoptionYear,B187<=YearImpact)","v":false}]
[null,2037,0,0,null,null,null,null,null,null,null,null,null,null,null,null,null,null,null,null,null,null,null,null,null,null,null,null,null,null,null,{"$f":"AND(ISNUMBER(B188),B188>=AdoptionYear,B188<=YearImpact)","v":false}]
[null,2038,0,0,null,null,null,null,null,null,null,null,null,null,null,null,null,null,null,null,null,null,null,null,null,null,null,null,null,null,null,{"$f":"AND(ISNUMBER(B189),B189>=AdoptionYear,B189<=YearImpact)","v":false}]
[null,2039,0,0,null,null,null,null,null,null,null,null,null,null,null,null,null,null,null,null,null,null,null,null,null,null,null,null,null,null,null,{"$f":"AND(ISNUMBER(B190),B190>=AdoptionYear,B190<=YearImpact)","v":false}]
[null,2040,0,0,null,null,null,null,null,null,null,null,null,null,null,null,null,null,null,null,null,null,null,null,null,null,null,null,null,null,null,{"$f":"AND(ISNUMBER(B191),B191>=AdoptionYear,B191<=YearImpact)","v":false}]
[null,2041,0,0,null,null,null,null,null,null,null,null,null,null,null,null,null,null,null,null,null,null,null,null,null,null,null,null,null,null,null,{"$f":"AND(ISNUMBER(B192),B192>=AdoptionYear,B192<=YearImpact)","v":false}]
[null,2042,0,0,null,null,null,null,null,null,null,null,null,null,null,null,null,null,null,null,null,null,null,null,null,null,null,null,null,null,null,{"$f":"AND(ISNUMBER(B193),B193>=AdoptionYear,B193<=YearImpact)","v":false}]
[null,2043,0,0,null,null,null,null,null,null,null,null,null,null,null,null,null,null,null,null,null,null,null,null,null,null,null,null,null,null,null,{"$f":"AND(ISNUMBER(B194),B194>=AdoptionYear,B194<=YearImpact)","v":false}]
[null,2044,0,0,null,null,null,null,null,null,null,null,null,null,null,null,null,null,null,null,null,null,null,null,null,null,null,null,null,null,null,{"$f":"AND(ISNUMBER(B195),B195>=AdoptionYear,B195<=YearImpact)","v":false}]
[null,2045,0,0,null,null,null,null,null,null,null,null,null,null,null,null,null,null,null,null,null,null,null,null,null,null,null,null,null,null,null,{"$f":"AND(ISNUMBER(B196),B196>=AdoptionYear,B196<=YearImpact)","v":false}]
[null,2046,0,0,null,null,null,null,null,null,null,null,null,null,null,null,null,null,null,null,null,null,null,null,null,null,null,null,null,null,null,{"$f":"AND(ISNUMBER(B197),B197>=AdoptionYear,B197<=YearImpact)","v":false}]
[null,2047,0,0,null,null,null,null,null,null,null,null,null,null,null,null,null,null,null,null,null,null,null,null,null,null,null,null,null,null,null,{"$f":"AND(ISNUMBER(B198),B198>=AdoptionYear,B198<=YearImpact)","v":false}]
[null,2048,0,0,null,null,null,null,null,null,null,null,null,null,null,null,null,null,null,null,null,null,null,null,null,null,null,null,null,null,null,{"$f":"AND(ISNUMBER(B199),B199>=AdoptionYear,B199<=YearImpact)","v":false}]
[null,2049,0,0,null,null,null,null,null,null,null,null,null,null,null,null,null,null,null,null,null,null,null,null,null,null,null,null,null,null,null,{"$f":"AND(ISNUMBER(B200),B200>=AdoptionYear,B200<=YearImpact)","v":false}]
[null,2050,{"$f":"IF(B201<$C$153,0,IF(B201=$C$6,$C$154,IF(B201>$C$158,0,IF(B201>$C$6,C200*(1-$C$155)+IF(B201<=$C$157,C200*($C$156),0)))))","v":0},{"$f":"IF(B201<$C$153,0,IF(B201=$C$6,$D$154,IF(B201>$C$158,0,IF(B201>$C$6,D200*(1-$C$155)+IF(B201<=$C$157,D200*($C$156),0)))))","v":0},null,null,null,null,null,null,null,null,null,null,null,null,null,null,null,null,null,null,null,null,null,null,null,null,null,null,null,{"$f":"AND(ISNUMBER(B201),B201>=AdoptionYear,B201<=YearImpact)","v":false}]
[null,2051,0,0,null,null,null,null,null,null,null,null,null,null,null,null,null,null,null,null,null,null,null,null,null,null,null,null,null,null,null,{"$f":"AND(ISNUMBER(B202),B202>=AdoptionYear,B202<=YearImpact)","v":false}]
[null,2052,0,0,null,null,null,null,null,null,null,null,null,null,null,null,null,null,null,null,null,null,null,null,null,null,null,null,null,null,null,{"$f":"AND(ISNUMBER(B203),B203>=AdoptionYear,B203<=YearImpact)","v":false}]
[null,2053,0,0,null,null,null,null,null,null,null,null,null,null,null,null,null,null,null,null,null,null,null,null,null,null,null,null,null,null,null,{"$f":"AND(ISNUMBER(B204),B204>=AdoptionYear,B204<=YearImpact)","v":false}]
[null,2054,0,0,null,null,null,null,null,null,null,null,null,null,null,null,null,null,null,null,null,null,null,null,null,null,null,null,null,null,null,{"$f":"AND(ISNUMBER(B205),B205>=AdoptionYear,B205<=YearImpact)","v":false}]
[null,2055,0,0,null,null,null,null,null,null,null,null,null,null,null,null,null,null,null,null,null,null,null,null,null,null,null,null,null,null,null,{"$f":"AND(ISNUMBER(B206),B206>=AdoptionYear,B206<=YearImpact)","v":false}]
[null,2056,0,0,null,null,null,null,null,null,null,null,null,null,null,null,null,null,null,null,null,null,null,null,null,null,null,null,null,null,null,{"$f":"AND(ISNUMBER(B207),B207>=AdoptionYear,B207<=YearImpact)","v":false}]
[null,2057,0,0,null,null,null,null,null,null,null,null,null,null,null,null,null,null,null,null,null,null,null,null,null,null,null,null,null,null,null,{"$f":"AND(ISNUMBER(B208),B208>=AdoptionYear,B208<=YearImpact)","v":false}]
[null,2058,0,0,null,null,null,null,null,null,null,null,null,null,null,null,null,null,null,null,null,null,null,null,null,null,null,null,null,null,null,{"$f":"AND(ISNUMBER(B209),B209>=AdoptionYear,B209<=YearImpact)","v":false}]
[null,2059,0,0,null,null,null,null,null,null,null,null,null,null,null,null,null,null,null,null,null,null,null,null,null,null,null,null,null,null,null,{"$f":"AND(ISNUMBER(B210),B210>=AdoptionYear,B210<=YearImpact)","v":false}]
[null,2060,0,0,null,null,null,null,null,null,null,null,null,null,null,null,null,null,null,null,null,null,null,null,null,null,null,null,null,null,null,{"$f":"AND(ISNUMBER(B211),B211>=AdoptionYear,B211<=YearImpact)","v":false}]
[null,2061,0,0,null,null,null,null,null,null,null,null,null,null,null,null,null,null,null,null,null,null,null,null,null,null,null,null,null,null,null,{"$f":"AND(ISNUMBER(B212),B212>=AdoptionYear,B212<=YearImpact)","v":false}]
[null,2062,0,0,null,null,null,null,null,null,null,null,null,null,null,null,null,null,null,null,null,null,null,null,null,null,null,null,null,null,null,{"$f":"AND(ISNUMBER(B213),B213>=AdoptionYear,B213<=YearImpact)","v":false}]
[null,2063,0,0,null,null,null,null,null,null,null,null,null,null,null,null,null,null,null,null,null,null,null,null,null,null,null,null,null,null,null,{"$f":"AND(ISNUMBER(B214),B214>=AdoptionYear,B214<=YearImpact)","v":false}]
[null,2064,0,0,null,null,null,null,null,null,null,null,null,null,null,null,null,null,null,null,null,null,null,null,null,null,null,null,null,null,null,{"$f":"AND(ISNUMBER(B215),B215>=AdoptionYear,B215<=YearImpact)","v":false}]
[null,2065,0,0,null,null,null,null,null,null,null,null,null,null,null,null,null,null,null,null,null,null,null,null,null,null,null,null,null,null,null,{"$f":"AND(ISNUMBER(B216),B216>=AdoptionYear,B216<=YearImpact)","v":false}]
[null,2066,0,0,null,null,null,null,null,null,null,null,null,null,null,null,null,null,null,null,null,null,null,null,null,null,null,null,null,null,null,{"$f":"AND(ISNUMBER(B217),B217>=AdoptionYear,B217<=YearImpact)","v":false}]
[null,2067,0,0,null,null,null,null,null,null,null,null,null,null,null,null,null,null,null,null,null,null,null,null,null,null,null,null,null,null,null,{"$f":"AND(ISNUMBER(B218),B218>=AdoptionYear,B218<=YearImpact)","v":false}]
[null,2068,0,0,null,null,null,null,null,null,null,null,null,null,null,null,null,null,null,null,null,null,null,null,null,null,null,null,null,null,null,{"$f":"AND(ISNUMBER(B219),B219>=AdoptionYear,B219<=YearImpact)","v":false}]
[null,2069,0,0,null,null,null,null,null,null,null,null,null,null,null,null,null,null,null,null,null,null,null,null,null,null,null,null,null,null,null,{"$f":"AND(ISNUMBER(B220),B220>=AdoptionYear,B220<=YearImpact)","v":false}]
[null,2070,0,0,null,null,null,null,null,null,null,null,null,null,null,null,null,null,null,null,null,null,null,null,null,null,null,null,null,null,null,{"$f":"AND(ISNUMBER(B221),B221>=AdoptionYear,B221<=YearImpact)","v":false}]
[null,null,null,null,null,null,null,null,null,null,null,null,null,null,null,null,null,null,null,null,null,null,null,null,null,null,null,null,null,null,null,{"$f":"AND(ISNUMBER(B222),B222>=AdoptionYear,B222<=YearImpact)","v":false}]
[null,null,null,null,null,null,null,null,null,null,null,null,null,null,null,null,null,null,null,null,null,null,null,null,null,null,null,null,null,null,null,{"$f":"AND(ISNUMBER(B223),B223>=AdoptionYear,B223<=YearImpact)","v":false}]
[null,null,null,null,null,null,null,null,null,null,null,null,null,null,null,null,null,null,null,null,null,null,null,null,null,null,null,null,null,null,null,{"$f":"AND(ISNUMBER(B224),B224>=AdoptionYear,B224<=YearImpact)","v":false}]
[null,"Energy Efficiency",null,null,null,null,null,null,null,null,null,null,null,null,null,null,null,null,null,null,null,null,null,null,null,null,null,null,null,null,null,{"$f":"AND(ISNUMBER(B225),B225>=AdoptionYear,B225<=YearImpact)","v":false}]
[null,"Year of Adoption",{"$f":"AdoptionYear","v":0},null,null,null,null,null,null,null,null,null,null,null,null,null,null,null,null,null,null,null,null,null,null,null,null,null,null,null,null,{"$f":"AND(ISNUMBER(B226),B226>=AdoptionYear,B226<=YearImpact)","v":false}]
[null,"Fuel Consumption",{"$f":"'Data Input'!H265","v":0},{"$f":"IF(EfficiencyTrigger='Pick Lists'!B202,DataProjection!C227/(1-'Data Input'!H271),IF(EfficiencyTrigger='Pick Lists'!B201,'Data Input'!H269,\"\"))","v":""},{"$f":"EEFuelUnit1","v":0},null,null,null,null,null,null,null,null,null,null,null,null,null,null,null,null,null,null,null,null,null,null,null,null,null,null,{"$f":"AND(ISNUMBER(B227),B227>=AdoptionYear,B227<=YearImpact)","v":false}]
[null,"Tech Deg. Rate",{"$f":"TechDeg","v":5.0000000000000001E-3},null,null,null,null,null,null,null,null,null,null,null,null,null,null,null,null,null,null,null,null,null,null,null,null,null,null,null,null,{"$f":"AND(ISNUMBER(B228),B228>=AdoptionYear,B228<=YearImpact)","v":false}]
[null,"Growth Rate",{"$f":"GrowthRate","v":0},null,null,null,null,null,null,null,null,null,null,null,null,null,null,null,null,null,null,null,null,null,null,null,null,null,null,null,null,{"$f":"AND(ISNUMBER(B229),B229>=AdoptionYear,B229<=YearImpact)","v":false}]
[null,"Growth Rate Stop",{"$f":"YearGrowth","v":2038},null,null,null,null,null,null,null,null,null,null,null,null,null,null,null,null,null,null,null,null,null,null,null,null,null,null,null,null,{"$f":"AND(ISNUMBER(B230),B230>=AdoptionYear,B230<=YearImpact)","v":false}]
[null,"Impact Stop",{"$f":"YearImpact","v":-1},null,null,null,null,null,null,null,null,null,null,null,null,null,null,null,null,null,null,null,null,null,null,null,null,null,null,null,null,{"$f":"AND(ISNUMBER(B231),B231>=AdoptionYear,B231<=YearImpact)","v":false}]
[null,null,null,null,null,null,null,null,null,null,null,null,null,null,null,null,null,null,null,null,null,null,null,null,null,null,null,null,null,null,null,{"$f":"AND(ISNUMBER(B232),B232>=AdoptionYear,B232<=YearImpact)","v":false}]
[null,"Year","AD","Baseline","Savings",null,null,null,null,null,null,null,null,null,null,null,null,null,null,null,null,null,null,null,null,null,null,null,null,null,null,{"$f":"AND(ISNUMBER(B233),B233>=AdoptionYear,B233<=YearImpact)","v":false}]
[null,{"$f":"Start_Year","v":2010},{"$f":"IF(B234<$C$226,0,IF(B234=$C$6,$C$227,IF(B234>$C$231,0,IF(B234>$C$6,C233*(1-$C$228)+IF(B234<=$C$230,C233*($C$229),0)))))","v":0},{"$f":"IF(B234<$C$226,0,IF(B234=$C$6,$D$227,IF(B234>$C$231,0,IF(B234>$C$6,D233*(1-$C$228)+IF(B234<=$C$230,D233*($C$229),0)))))","v":0},{"$f":"D234-C234","v":0},null,null,null,null,null,null,null,null,null,null,null,null,null,null,null,null,null,null,null,null,null,null,null,null,null,null,{"$f":"AND(ISNUMBER(B234),B234>=AdoptionYear,B234<=YearImpact)","v":false}]
[null,{"$f":"B234+1","v":2011},0,0,{"$f":"D235-C235","v":0},null,null,null,null,null,null,null,null,null,null,null,null,null,null,null,null,null,null,null,null,null,null,null,null,null,null,{"$f":"AND(ISNUMBER(B235),B235>=AdoptionYear,B235<=YearImpact)","v":false}]
[null,{"$f":"B235+1","v":2012},0,0,0,null,null,null,null,null,null,null,null,null,null,null,null,null,null,null,null,null,null,null,null,null,null,null,null,null,null,{"$f":"AND(ISNUMBER(B236),B236>=AdoptionYear,B236<=YearImpact)","v":false}]
[null,2013,0,0,0,null,null,null,null,null,null,null,null,null,null,null,null,null,null,null,null,null,null,null,null,null,null,null,null,null,null,{"$f":"AND(ISNUMBER(B237),B237>=AdoptionYear,B237<=YearImpact)","v":false}]
[null,2014,0,0,0,null,null,null,null,null,null,null,null,null,null,null,null,null,null,null,null,null,null,null,null,null,null,null,null,null,null,{"$f":"AND(ISNUMBER(B238),B238>=AdoptionYear,B238<=YearImpact)","v":false}]
[null,2015,0,0,0,null,null,null,null,null,null,null,null,null,null,null,null,null,null,null,null,null,null,null,null,null,null,null,null,null,null,{"$f":"AND(ISNUMBER(B239),B239>=AdoptionYear,B239<=YearImpact)","v":false}]
[null,2016,0,0,0,null,null,null,null,null,null,null,null,null,null,null,null,null,null,null,null,null,null,null,null,null,null,null,null,null,null,{"$f":"AND(ISNUMBER(B240),B240>=AdoptionYear,B240<=YearImpact)","v":false}]
[null,2017,0,0,0,null,null,null,null,null,null,null,null,null,null,null,null,null,null,null,null,null,null,null,null,null,null,null,null,null,null,{"$f":"AND(ISNUMBER(B241),B241>=AdoptionYear,B241<=YearImpact)","v":false}]
[null,2018,0,0,0,null,null,null,null,null,null,null,null,null,null,null,null,null,null,null,null,null,null,null,null,null,null,null,null,null,null,{"$f":"AND(ISNUMBER(B242),B242>=AdoptionYear,B242<=YearImpact)","v":false}]
[null,2019,0,0,0,null,null,null,null,null,null,null,null,null,null,null,null,null,null,null,null,null,null,null,null,null,null,null,null,null,null,{"$f":"AND(ISNUMBER(B243),B243>=AdoptionYear,B243<=YearImpact)","v":false}]
[null,2020,0,0,0,null,null,null,null,null,null,null,null,null,null,null,null,null,null,null,null,null,null,null,null,null,null,null,null,null,null,{"$f":"AND(ISNUMBER(B244),B244>=AdoptionYear,B244<=YearImpact)","v":false}]
[null,2021,0,0,0,null,null,null,null,null,null,null,null,null,null,null,null,null,null,null,null,null,null,null,null,null,null,null,null,null,null,{"$f":"AND(ISNUMBER(B245),B245>=AdoptionYear,B245<=YearImpact)","v":false}]
[null,2022,0,0,0,null,null,null,null,null,null,null,null,null,null,null,null,null,null,null,null,null,null,null,null,null,null,null,null,null,null,{"$f":"AND(ISNUMBER(B246),B246>=AdoptionYear,B246<=YearImpact)","v":false}]
[null,2023,0,0,0,null,null,null,null,null,null,null,null,null,null,null,null,null,null,null,null,null,null,null,null,null,null,null,null,null,null,{"$f":"AND(ISNUMBER(B247),B247>=AdoptionYear,B247<=YearImpact)","v":false}]
[null,2024,0,0,0,null,null,null,null,null,null,null,null,null,null,null,null,null,null,null,null,null,null,null,null,null,null,null,null,null,null,{"$f":"AND(ISNUMBER(B248),B248>=AdoptionYear,B248<=YearImpact)","v":false}]
[null,2025,0,0,0,null,null,null,null,null,null,null,null,null,null,null,null,null,null,null,null,null,null,null,null,null,null,null,null,null,null,{"$f":"AND(ISNUMBER(B249),B249>=AdoptionYear,B249<=YearImpact)","v":false}]
[null,2026,0,0,0,null,null,null,null,null,null,null,null,null,null,null,null,null,null,null,null,null,null,null,null,null,null,null,null,null,null,{"$f":"AND(ISNUMBER(B250),B250>=AdoptionYear,B250<=YearImpact)","v":false}]
[null,2027,0,0,0,null,null,null,null,null,null,null,null,null,null,null,null,null,null,null,null,null,null,null,null,null,null,null,null,null,null,{"$f":"AND(ISNUMBER(B251),B251>=AdoptionYear,B251<=YearImpact)","v":false}]
[null,2028,0,0,0,null,null,null,null,null,null,null,null,null,null,null,null,null,null,null,null,null,null,null,null,null,null,null,null,null,null,{"$f":"AND(ISNUMBER(B252),B252>=AdoptionYear,B252<=YearImpact)","v":false}]
[null,2029,0,0,0,null,null,null,null,null,null,null,null,null,null,null,null,null,null,null,null,null,null,null,null,null,null,null,null,null,null,{"$f":"AND(ISNUMBER(B253),B253>=AdoptionYear,B253<=YearImpact)","v":false}]
[null,2030,0,0,0,null,null,null,null,null,null,null,null,null,null,null,null,null,null,null,null,null,null,null,null,null,null,null,null,null,null,{"$f":"AND(ISNUMBER(B254),B254>=AdoptionYear,B254<=YearImpact)","v":false}]
[null,{"$f":"B254+1","v":2031},0,0,{"$f":"D255-C255","v":0},null,null,null,null,null,null,null,null,null,null,null,null,null,null,null,null,null,null,null,null,null,null,null,null,null,null,{"$f":"AND(ISNUMBER(B255),B255>=AdoptionYear,B255<=YearImpact)","v":false}]
[null,2032,0,0,0,null,null,null,null,null,null,null,null,null,null,null,null,null,null,null,null,null,null,null,null,null,null,null,null,null,null,{"$f":"AND(ISNUMBER(B256),B256>=AdoptionYear,B256<=YearImpact)","v":false}]
[null,2033,0,0,0,null,null,null,null,null,null,null,null,null,null,null,null,null,null,null,null,null,null,null,null,null,null,null,null,null,null,{"$f":"AND(ISNUMBER(B257),B257>=AdoptionYear,B257<=YearImpact)","v":false}]
[null,2034,0,0,0,null,null,null,null,null,null,null,null,null,null,null,null,null,null,null,null,null,null,null,null,null,null,null,null,null,null,{"$f":"AND(ISNUMBER(B258),B258>=AdoptionYear,B258<=YearImpact)","v":false}]
[null,2035,0,0,0,null,null,null,null,null,null,null,null,null,null,null,null,null,null,null,null,null,null,null,null,null,null,null,null,null,null,{"$f":"AND(ISNUMBER(B259),B259>=AdoptionYear,B259<=YearImpact)","v":false}]
[null,2036,0,0,0,null,null,null,null,null,null,null,null,null,null,null,null,null,null,null,null,null,null,null,null,null,null,null,null,null,null,{"$f":"AND(ISNUMBER(B260),B260>=AdoptionYear,B260<=YearImpact)","v":false}]
[null,2037,0,0,0,null,null,null,null,null,null,null,null,null,null,null,null,null,null,null,null,null,null,null,null,null,null,null,null,null,null,{"$f":"AND(ISNUMBER(B261),B261>=AdoptionYear,B261<=YearImpact)","v":false}]
[null,2038,0,0,0,null,null,null,null,null,null,null,null,null,null,null,null,null,null,null,null,null,null,null,null,null,null,null,null,null,null,{"$f":"AND(ISNUMBER(B262),B262>=AdoptionYear,B262<=YearImpact)","v":false}]
[null,2039,0,0,0,null,null,null,null,null,null,null,null,null,null,null,null,null,null,null,null,null,null,null,null,null,null,null,null,null,null,{"$f":"AND(ISNUMBER(B263),B263>=AdoptionYear,B263<=YearImpact)","v":false}]
[null,2040,0,0,0,null,null,null,null,null,null,null,null,null,null,null,null,null,null,null,null,null,null,null,null,null,null,null,null,null,null,{"$f":"AND(ISNUMBER(B264),B264>=AdoptionYear,B264<=YearImpact)","v":false}]
[null,2041,0,0,0,null,null,null,null,null,null,null,null,null,null,null,null,null,null,null,null,null,null,null,null,null,null,null,null,null,null,{"$f":"AND(ISNUMBER(B265),B265>=AdoptionYear,B265<=YearImpact)","v":false}]
[null,2042,0,0,0,null,null,null,null,null,null,null,null,null,null,null,null,null,null,null,null,null,null,null,null,null,null,null,null,null,null,{"$f":"AND(ISNUMBER(B266),B266>=AdoptionYear,B266<=YearImpact)","v":false}]
[null,2043,0,0,0,null,null,null,null,null,null,null,null,null,null,null,null,null,null,null,null,null,null,null,null,null,null,null,null,null,null,{"$f":"AND(ISNUMBER(B267),B267>=AdoptionYear,B267<=YearImpact)","v":false}]
[null,2044,0,0,0,null,null,null,null,null,null,null,null,null,null,null,null,null,null,null,null,null,null,null,null,null,null,null,null,null,null,{"$f":"AND(ISNUMBER(B268),B268>=AdoptionYear,B268<=YearImpact)","v":false}]
[null,2045,0,0,0,null,null,null,null,null,null,null,null,null,null,null,null,null,null,null,null,null,null,null,null,null,null,null,null,null,null,{"$f":"AND(ISNUMBER(B269),B269>=AdoptionYear,B269<=YearImpact)","v":false}]
[null,2046,0,0,0,null,null,null,null,null,null,null,null,null,null,null,null,null,null,null,null,null,null,null,null,null,null,null,null,null,null,{"$f":"AND(ISNUMBER(B270),B270>=AdoptionYear,B270<=YearImpact)","v":false}]
[null,2047,0,0,0,null,null,null,null,null,null,null,null,null,null,null,null,null,null,null,null,null,null,null,null,null,null,null,null,null,null,{"$f":"AND(ISNUMBER(B271),B271>=AdoptionYear,B271<=YearImpact)","v":false}]
[null,2048,0,0,0,null,null,null,null,null,null,null,null,null,null,null,null,null,null,null,null,null,null,null,null,null,null,null,null,null,null,{"$f":"AND(ISNUMBER(B272),B272>=AdoptionYear,B272<=YearImpact)","v":false}]
[null,2049,0,0,0,null,null,null,null,null,null,null,null,null,null,null,null,null,null,null,null,null,null,null,null,null,null,null,null,null,null,{"$f":"AND(ISNUMBER(B273),B273>=AdoptionYear,B273<=YearImpact)","v":false}]
[null,2050,{"$f":"IF(B274<$C$226,0,IF(B274=$C$6,$C$227,IF(B274>$C$231,0,IF(B274>$C$6,C273*(1-$C$228)+IF(B274<=$C$230,C273*($C$229),0)))))","v":0},{"$f":"IF(B274<$C$226,0,IF(B274=$C$6,$D$227,IF(B274>$C$231,0,IF(B274>$C$6,D273*(1-$C$228)+IF(B274<=$C$230,D273*($C$229),0)))))","v":0},{"$f":"D274-C274","v":0},null,null,null,null,null,null,null,null,null,null,null,null,null,null,null,null,null,null,null,null,null,null,null,null,null,null,{"$f":"AND(ISNUMBER(B274),B274>=AdoptionYear,B274<=YearImpact)","v":false}]
[null,2051,0,0,0,null,null,null,null,null,null,null,null,null,null,null,null,null,null,null,null,null,null,null,null,null,null,null,null,null,null,{"$f":"AND(ISNUMBER(B275),B275>=AdoptionYear,B275<=YearImpact)","v":false}]
[null,2052,0,0,0,null,null,null,null,null,null,null,null,null,null,null,null,null,null,null,null,null,null,null,null,null,null,null,null,null,null,{"$f":"AND(ISNUMBER(B276),B276>=AdoptionYear,B276<=YearImpact)","v":false}]
[null,2053,0,0,0,null,null,null,null,null,null,null,null,null,null,null,null,null,null,null,null,null,null,null,null,null,null,null,null,null,null,{"$f":"AND(ISNUMBER(B277),B277>=AdoptionYear,B277<=YearImpact)","v":false}]
[null,2054,0,0,0,null,null,null,null,null,null,null,null,null,null,null,null,null,null,null,null,null,null,null,null,null,null,null,null,null,null,{"$f":"AND(ISNUMBER(B278),B278>=AdoptionYear,B278<=YearImpact)","v":false}]
[null,2055,0,0,0,null,null,null,null,null,null,null,null,null,null,null,null,null,null,null,null,null,null,null,null,null,null,null,null,null,null,{"$f":"AND(ISNUMBER(B279),B279>=AdoptionYear,B279<=YearImpact)","v":false}]
[null,2056,0,0,0,null,null,null,null,null,null,null,null,null,null,null,null,null,null,null,null,null,null,null,null,null,null,null,null,null,null,{"$f":"AND(ISNUMBER(B280),B280>=AdoptionYear,B280<=YearImpact)","v":false}]
[null,2057,0,0,0,null,null,null,null,null,null,null,null,null,null,null,null,null,null,null,null,null,null,null,null,null,null,null,null,null,null,{"$f":"AND(ISNUMBER(B281),B281>=AdoptionYear,B281<=YearImpact)","v":false}]
[null,2058,0,0,0,null,null,null,null,null,null,null,null,null,null,null,null,null,null,null,null,null,null,null,null,null,null,null,null,null,null,{"$f":"AND(ISNUMBER(B282),B282>=AdoptionYear,B282<=YearImpact)","v":false}]
[null,2059,0,0,0,null,null,null,null,null,null,null,null,null,null,null,null,null,null,null,null,null,null,null,null,null,null,null,null,null,null,{"$f":"AND(ISNUMBER(B283),B283>=AdoptionYear,B283<=YearImpact)","v":false}]
[null,2060,0,0,0,null,null,null,null,null,null,null,null,null,null,null,null,null,null,null,null,null,null,null,null,null,null,null,null,null,null,{"$f":"AND(ISNUMBER(B284),B284>=AdoptionYear,B284<=YearImpact)","v":false}]
[null,2061,0,0,0,null,null,null,null,null,null,null,null,null,null,null,null,null,null,null,null,null,null,null,null,null,null,null,null,null,null,{"$f":"AND(ISNUMBER(B285),B285>=AdoptionYear,B285<=YearImpact)","v":false}]
[null,2062,0,0,0,null,null,null,null,null,null,null,null,null,null,null,null,null,null,null,null,null,null,null,null,null,null,null,null,null,null,{"$f":"AND(ISNUMBER(B286),B286>=AdoptionYear,B286<=YearImpact)","v":false}]
[null,2063,0,0,0,null,null,null,null,null,null,null,null,null,null,null,null,null,null,null,null,null,null,null,null,null,null,null,null,null,null,{"$f":"AND(ISNUMBER(B287),B287>=AdoptionYear,B287<=YearImpact)","v":false}]
[null,2064,0,0,0,null,null,null,null,null,null,null,null,null,null,null,null,null,null,null,null,null,null,null,null,null,null,null,null,null,null,{"$f":"AND(ISNUMBER(B288),B288>=AdoptionYear,B288<=YearImpact)","v":false}]
[null,2065,0,0,0,null,null,null,null,null,null,null,null,null,null,null,null,null,null,null,null,null,null,null,null,null,null,null,null,null,null,{"$f":"AND(ISNUMBER(B289),B289>=AdoptionYear,B289<=YearImpact)","v":false}]
[null,2066,0,0,0,null,null,null,null,null,null,null,null,null,null,null,null,null,null,null,null,null,null,null,null,null,null,null,null,null,null,{"$f":"AND(ISNUMBER(B290),B290>=AdoptionYear,B290<=YearImpact)","v":false}]
[null,2067,0,0,0,null,null,null,null,null,null,null,null,null,null,null,null,null,null,null,null,null,null,null,null,null,null,null,null,null,null,{"$f":"AND(ISNUMBER(B291),B291>=AdoptionYear,B291<=YearImpact)","v":false}]
[null,2068,0,0,0,null,null,null,null,null,null,null,null,null,null,null,null,null,null,null,null,null,null,null,null,null,null,null,null,null,null,{"$f":"AND(ISNUMBER(B292),B292>=AdoptionYear,B292<=YearImpact)","v":false}]
[null,2069,0,0,0,null,null,null,null,null,null,null,null,null,null,null,null,null,null,null,null,null,null,null,null,null,null,null,null,null,null,{"$f":"AND(ISNUMBER(B293),B293>=AdoptionYear,B293<=YearImpact)","v":false}]
[null,2070,0,0,0,null,null,null,null,null,null,null,null,null,null,null,null,null,null,null,null,null,null,null,null,null,null,null,null,null,null,{"$f":"AND(ISNUMBER(B294),B294>=AdoptionYear,B294<=YearImpact)","v":false}]
[null,null,null,null,null,null,null,null,null,null,null,null,null,null,null,null,null,null,null,null,null,null,null,null,null,null,null,null,null,null,null,{"$f":"AND(ISNUMBER(B295),B295>=AdoptionYear,B295<=YearImpact)","v":false}]
[null,null,null,null,null,null,null,null,null,null,null,null,null,null,null,null,null,null,null,null,null,null,null,null,null,null,null,null,null,null,null,{"$f":"AND(ISNUMBER(B296),B296>=AdoptionYear,B296<=YearImpact)","v":false}]
[null,null,null,null,null,null,null,null,null,null,null,null,null,null,null,null,null,{"$f":"IF(C299=\"\",\"\",\"Annual Amount of Fuel Reduced/Avoided\")","v":""},{"$f":"IF(D299=\"\",\"\",\"Annual Amount of Fuel Reduced/Avoided\")","v":""},{"$f":"IF(E299=\"\",\"\",\"Annual Amount of Electricity Generated/Saved\")","v":""},{"$f":"IF(F299=\"\",\"\",\"Annual Amount of Electricity Generated/Saved\")","v":""},{"$f":"IF(G299=\"\",\"\",\"Annual Amount of Fuel Consumed\")","v":""},{"$f":"IF(H299=\"\",\"\",\"Annual Amount of Fuel Consumed\")","v":""},{"$f":"IF(I299=\"\",\"\",\"Annual Amount of Energy Reduced/Saved\")","v":""},{"$f":"IF(J299=\"\",\"\",\"Annual Amount of Energy Reduced/Saved\")","v":""},{"$f":"R297&S297&T297&U297&V297&W297&X297&Y297","v":""},null,null,null,null,null,{"$f":"AND(ISNUMBER(B297),B297>=AdoptionYear,B297<=YearImpact)","v":false}]
[null,null,null,null,null,null,null,null,null,null,null,null,null,null,null,null,null,null,null,null,null,null,null,null,null,{"$f":"\"Annual Energy Impacts (\"&Z299&\")\"","v":"Annual Energy Impacts ()"},null,null,null,null,null,{"$f":"AND(ISNUMBER(B298),B298>=AdoptionYear,B298<=YearImpact)","v":false}]
[null,"Activity Data",{"$f":"IF(AND(Section2Trigger=RenewableElectricity,ElecReplFuel='Pick Lists'!$B$51,Ren1EnterDefault2='Pick Lists'!$B$265),RenFuelUnit2,\"\")","v":""},{"$f":"IF(AND(Section2Trigger=RenewableElectricity,ElecReplFuel='Pick Lists'!$B$51,OR(Ren1EnterDefault='Pick Lists'!$B$282,Ren1EnterDefault2='Pick Lists'!$B$288)),RenFuelUnit1,\"\")","v":""},{"$f":"IF(AND(Section2Trigger=RenewableElectricity,ElecReplFuel='Pick Lists'!$B$52,Ren2EnterDefault2='Pick Lists'!$B$265),'Data Input'!J119,\"\")","v":""},{"$f":"IF(AND(Section2Trigger=RenewableElectricity,ElecReplFuel='Pick Lists'!$B$52,OR(Ren2EnterDefault='Pick Lists'!$B$282,Ren2EnterDefault2='Pick Lists'!$B$288)),'Data Input'!J115,\"\")","v":""},{"$f":"IF(AND(Section2Trigger=FuelSwitching,FSEnterDefault2='Pick Lists'!$B$265),'Data Input'!J194,\"\")","v":""},{"$f":"IF(AND(Section2Trigger=FuelSwitching,OR(FSEnterDefault='Pick Lists'!$B$282,FSEnterDefault2='Pick Lists'!$B$288)),FuelSwitFuelUnit1,\"\")","v":""},{"$f":"IF(AND(Section2Trigger=EnergyEfficiency,EEEnterDefault2='Pick Lists'!$B$265),'Data Input'!J273,\"\")","v":""},{"$f":"IF(AND(Section2Trigger=EnergyEfficiency,OR(EEEnterDefault='Pick Lists'!B282,EEEnterDefault2='Pick Lists'!B288)),EEFuelUnit1,\"\")","v":""},{"$f":"C299&D299&E299&F299&G299&H299&I299&J299","v":""},null,{"$f":"INDEX(B302:B362,MATCH(1,M302:M362,0))","v":{"$error":"#N/A"}},null,null,null,null,{"$f":"IF(C299=\"\",\"\",\"GJ\")","v":""},{"$f":"IF(D299=\"\",\"\",\"GJ\")","v":""},{"$f":"IF(E299=\"\",\"\",\"MWh\")","v":""},{"$f":"IF(F299=\"\",\"\",\"MWh\")","v":""},{"$f":"IF(G299=\"\",\"\",\"GJ\")","v":""},{"$f":"IF(H299=\"\",\"\",\"GJ\")","v":""},{"$f":"IF(I299=\"\",\"\",IF(OR(I299=\"MWh\",I299=\"kWh\"),\"MWh\",\"GJ\"))","v":""},{"$f":"IF(J299=\"\",\"\",IF(OR(J299=\"MWh\",J299=\"kWh\"),\"MWh\",\"GJ\"))","v":""},{"$f":"R299&S299&T299&U299&V299&W299&X299&Y299","v":""},null,null,null,null,null,{"$f":"AND(ISNUMBER(B299),B299>=AdoptionYear,B299<=YearImpact)","v":false}]
[null,null,"Ren Fuel",null,"Ren Elec",null,"Fuel Swit",null,"EE ","EE Energy",null,null,null,null,null,null,null,"Ren Fuel",null,"Ren Elec",null,"Fuel Swit",null,"EE ","EE Energy",null,null,null,null,null,null,{"$f":"AND(ISNUMBER(B300),B300>=AdoptionYear,B300<=YearImpact)","v":false}]
[null,null,"Enter","Project","Enter","Project","Enter","Project","Enter","Project","TOTAL",null,null,"Years for Lines","Energy Impacts for EE",null,null,"Enter","Project","Enter","Project","Enter","Project","Enter","Project","TOTAL","EE Impacts",null,null,"Impacts Plot (GJ)",null,{"$f":"AND(ISNUMBER(B301),B301>=AdoptionYear,B301<=YearImpact)","v":false}]
[null,{"$f":"Start_Year","v":2010},{"$f":"IF(AND(Section2Trigger=RenewableElectricity,ElecReplFuel='Pick Lists'!$B$51,Ren1EnterDefault2='Pick Lists'!$B$265),'Data Input'!H49,0)","v":0},{"$f":"IF(AND(Section2Trigger=RenewableElectricity,ElecReplFuel='Pick Lists'!$B$51,OR(Ren1EnterDefault='Pick Lists'!$B$282,Ren1EnterDefault2='Pick Lists'!$B$288)),C14,0)","v":0},{"$f":"IF(AND(Section2Trigger=RenewableElectricity,ElecReplFuel='Pick Lists'!$B$52,Ren2EnterDefault2='Pick Lists'!$B$265),'Data Input'!H120,0)","v":0},{"$f":"IF(AND(Section2Trigger=RenewableElectricity,ElecReplFuel='Pick Lists'!$B$52,OR(Ren2EnterDefault='Pick Lists'!$B$282,Ren2EnterDefault2='Pick Lists'!$B$288)),C89,0)","v":0},{"$f":"IF(AND(Section2Trigger=FuelSwitching,FSEnterDefault2='Pick Lists'!$B$265),'Data Input'!H195,0)","v":0},{"$f":"IF(AND(Section2Trigger=FuelSwitching,OR(FSEnterDefault='Pick Lists'!$B$282,FSEnterDefault2='Pick Lists'!$B$288)),C161,0)","v":0},{"$f":"IF(AND(Section2Trigger=EnergyEfficiency,EEEnterDefault2='Pick Lists'!$B$265),'Data Input'!H274,0)","v":0},{"$f":"IF(AND(Section2Trigger=EnergyEfficiency,OR(EEEnterDefault='Pick Lists'!B282,EEEnterDefault2='Pick Lists'!B288)),C234,0)","v":0},{"$f":"SUM(C302:J302)","v":0},{"$f":"IF(AND(K302<>0,K303=0),1,0)","v":0},{"$f":"IF(AND(L302=1,SUM(L303:L322)=0),1,0)","v":0},{"$f":"B302+0.5","v":2010.5},{"$f":"IF(AND(Section2Trigger=EnergyEfficiency,OR(EEEnterDefault='Pick Lists'!B282,EEEnterDefault2='Pick Lists'!B288)),E234,I302)","v":0},null,{"$f":"Start_Year","v":2010},{"$f":"IF(C302=0,0,C302*IF($C$299='Pick Lists'!$B$17,Conversions!$K$56,VLOOKUP(VLOOKUP('Data Input'!$H$40,'Pick Lists'!$B$92:$C$146,2,FALSE),'Fuel EFs'!$B$7:$X$59,14+MATCH($C$299,'Pick Lists'!$B$17:$B$25,0),FALSE)))","v":0},{"$f":"IF(D302=0,0,D302*IF($D$299='Pick Lists'!$B$17,Conversions!$K$56,VLOOKUP(VLOOKUP('Data Input'!$H$40,'Pick Lists'!$B$92:$C$146,2,FALSE),'Fuel EFs'!$B$7:$X$59,14+MATCH($D$299,'Pick Lists'!$B$17:$B$25,0),FALSE)))","v":0},{"$f":"IF($E$299='Pick Lists'!$B$63,DataProjection!E302*Conversions!$E$49,E302)","v":0},{"$f":"IF($F$299='Pick Lists'!$B$63,DataProjection!F302*Conversions!$E$49,F302)","v":0},{"$f":"IF(G302=0,0,G302*IF($G$299='Pick Lists'!$B$17,Conversions!$K$56,VLOOKUP(VLOOKUP('Data Input'!$H$186,'Pick Lists'!$B$92:$C$146,2,FALSE),'Fuel EFs'!$B$7:$X$59,14+MATCH($G$299,'Pick Lists'!$B$17:$B$25,0),FALSE)))","v":0},{"$f":"IF(H302=0,0,H302*IF($H$299='Pick Lists'!$B$17,Conversions!$K$56,VLOOKUP(VLOOKUP('Data Input'!$H$186,'Pick Lists'!$B$92:$C$146,2,FALSE),'Fuel EFs'!$B$7:$X$59,14+MATCH($H$299,'Pick Lists'!$B$17:$B$25,0),FALSE)))","v":0},{"$f":"IF(I302=0,0,I302*IF($I$299='Pick Lists'!$B$64,Conversions!$F$51,IF($I$299='Pick Lists'!$B$63,Conversions!$F$50,IF($I$299='Pick Lists'!$B$17,Conversions!$K$56,VLOOKUP(VLOOKUP('Data Input'!$H$259,'Pick Lists'!$B$92:$C$146,2,FALSE),'Fuel EFs'!$B$7:$X$59,14+MATCH($I$299,'Pick Lists'!$B$17:$B$25,0),FALSE)))))","v":0},{"$f":"IF(J302=0,0,J302*IF($J$299='Pick Lists'!$B$64,Conversions!$F$51,IF($J$299='Pick Lists'!$B$63,Conversions!$F$50,IF($J$299='Pick Lists'!$B$17,Conversions!$K$56,VLOOKUP(VLOOKUP('Data Input'!$H$259,'Pick Lists'!$B$92:$C$146,2,FALSE),'Fuel EFs'!$B$7:$X$59,14+MATCH($J$299,'Pick Lists'!$B$17:$B$25,0),FALSE)))))","v":0},{"$f":"IF($K$299=\"<Fuel Units>\",0,SUM(R302:Y302))","v":0},{"$f":"IF(O302=0,0,O302*IF($K$299='Pick Lists'!$B$64,Conversions!$F$51,IF($K$299='Pick Lists'!$B$63,Conversions!$F$50,IF($K$299='Pick Lists'!$B$17,Conversions!$K$56,VLOOKUP(VLOOKUP('Data Input'!$H$259,'Pick Lists'!$B$92:$C$146,2,FALSE),'Fuel EFs'!$B$7:$X$59,14+MATCH($K$299,'Pick Lists'!$B$17:$B$25,0),FALSE)))))","v":0},null,null,{"$f":"K302*IF($K$299='Pick Lists'!$B$17,Conversions!$K$56,VLOOKUP(VLOOKUP('Data Input'!$H$259,'Pick Lists'!$B$92:$C$146,2,FALSE),'Fuel EFs'!$B$7:$X$59,14+MATCH($K$299,'Pick Lists'!$B$17:$B$25,0),FALSE))","v":{"$error":"#N/A"}},null,{"$f":"AND(ISNUMBER(B302),B302>=AdoptionYear,B302<=YearImpact)","v":false}]
[null,{"$f":"B302+1","v":2011},{"$f":"IF(AND(Section2Trigger=RenewableElectricity,ElecReplFuel='Pick Lists'!$B$51,Ren1EnterDefault2='Pick Lists'!$B$265),'Data Input'!H50,0)","v":0},{"$f":"IF(AND(Section2Trigger=RenewableElectricity,ElecReplFuel='Pick Lists'!$B$51,OR(Ren1EnterDefault='Pick Lists'!$B$282,Ren1EnterDefault2='Pick Lists'!$B$288)),C15,0)","v":0},{"$f":"IF(AND(Section2Trigger=RenewableElectricity,ElecReplFuel='Pick Lists'!$B$52,Ren2EnterDefault2='Pick Lists'!$B$265),'Data Input'!H121,0)","v":0},{"$f":"IF(AND(Section2Trigger=RenewableElectricity,ElecReplFuel='Pick Lists'!$B$52,OR(Ren2EnterDefault='Pick Lists'!$B$282,Ren2EnterDefault2='Pick Lists'!$B$288)),C90,0)","v":0},{"$f":"IF(AND(Section2Trigger=FuelSwitching,FSEnterDefault2='Pick Lists'!$B$265),'Data Input'!H196,0)","v":0},{"$f":"IF(AND(Section2Trigger=FuelSwitching,OR(FSEnterDefault='Pick Lists'!$B$282,FSEnterDefault2='Pick Lists'!$B$288)),C162,0)","v":0},{"$f":"IF(AND(Section2Trigger=EnergyEfficiency,EEEnterDefault2='Pick Lists'!$B$265),'Data Input'!H275,0)","v":0},{"$f":"IF(AND(Section2Trigger=EnergyEfficiency,OR(EEEnterDefault='Pick Lists'!$B$283,EEEnterDefault2='Pick Lists'!$B$289)),C235,0)","v":0},{"$f":"SUM(C303:J303)","v":0},{"$f":"IF(AND(K303<>0,K304=0),1,0)","v":0},{"$f":"IF(AND(L303=1,SUM(L304:L323)=0),1,0)","v":0},{"$f":"B303+0.5","v":2011.5},{"$f":"IF(AND(Section2Trigger=EnergyEfficiency,OR(EEEnterDefault='Pick Lists'!$B$283,EEEnterDefault2='Pick Lists'!$B$289)),E235,I303)","v":0},null,{"$f":"Q302+1","v":2011},{"$f":"IF(C303=0,0,C303*IF($C$299='Pick Lists'!$B$17,Conversions!$K$56,VLOOKUP(VLOOKUP('Data Input'!$H$40,'Pick Lists'!$B$92:$C$146,2,FALSE),'Fuel EFs'!$B$7:$X$59,14+MATCH($C$299,'Pick Lists'!$B$17:$B$25,0),FALSE)))","v":0},{"$f":"IF(D303=0,0,D303*IF($D$299='Pick Lists'!$B$17,Conversions!$K$56,VLOOKUP(VLOOKUP('Data Input'!$H$40,'Pick Lists'!$B$92:$C$146,2,FALSE),'Fuel EFs'!$B$7:$X$59,14+MATCH($D$299,'Pick Lists'!$B$17:$B$25,0),FALSE)))","v":0},{"$f":"IF($E$299='Pick Lists'!$B$63,DataProjection!E303*Conversions!$E$49,E303)","v":0},{"$f":"IF($F$299='Pick Lists'!$B$63,DataProjection!F303*Conversions!$E$49,F303)","v":0},{"$f":"IF(G303=0,0,G303*IF($G$299='Pick Lists'!$B$17,Conversions!$K$56,VLOOKUP(VLOOKUP('Data Input'!$H$186,'Pick Lists'!$B$92:$C$146,2,FALSE),'Fuel EFs'!$B$7:$X$59,14+MATCH($G$299,'Pick Lists'!$B$17:$B$25,0),FALSE)))","v":0},{"$f":"IF(H303=0,0,H303*IF($H$299='Pick Lists'!$B$17,Conversions!$K$56,VLOOKUP(VLOOKUP('Data Input'!$H$186,'Pick Lists'!$B$92:$C$146,2,FALSE),'Fuel EFs'!$B$7:$X$59,14+MATCH($H$299,'Pick Lists'!$B$17:$B$25,0),FALSE)))","v":0},{"$f":"IF(I303=0,0,I303*IF($I$299='Pick Lists'!$B$64,Conversions!$F$51,IF($I$299='Pick Lists'!$B$63,Conversions!$F$50,IF($I$299='Pick Lists'!$B$17,Conversions!$K$56,VLOOKUP(VLOOKUP('Data Input'!$H$259,'Pick Lists'!$B$92:$C$146,2,FALSE),'Fuel EFs'!$B$7:$X$59,14+MATCH($I$299,'Pick Lists'!$B$17:$B$25,0),FALSE)))))","v":0},{"$f":"IF(J303=0,0,J303*IF($J$299='Pick Lists'!$B$64,Conversions!$F$51,IF($J$299='Pick Lists'!$B$63,Conversions!$F$50,IF($J$299='Pick Lists'!$B$17,Conversions!$K$56,VLOOKUP(VLOOKUP('Data Input'!$H$259,'Pick Lists'!$B$92:$C$146,2,FALSE),'Fuel EFs'!$B$7:$X$59,14+MATCH($J$299,'Pick Lists'!$B$17:$B$25,0),FALSE)))))","v":0},{"$f":"IF($K$299=\"<Fuel Units>\",0,SUM(R303:Y303))","v":0},{"$f":"IF(O303=0,0,O303*IF($K$299='Pick Lists'!$B$64,Conversions!$F$51,IF($K$299='Pick Lists'!$B$63,Conversions!$F$50,IF($K$299='Pick Lists'!$B$17,Conversions!$K$56,VLOOKUP(VLOOKUP('Data Input'!$H$259,'Pick Lists'!$B$92:$C$146,2,FALSE),'Fuel EFs'!$B$7:$X$59,14+MATCH($K$299,'Pick Lists'!$B$17:$B$25,0),FALSE)))))","v":0},null,null,{"$f":"K303*IF($K$299='Pick Lists'!$B$17,Conversions!$K$56,VLOOKUP(VLOOKUP('Data Input'!$H$259,'Pick Lists'!$B$92:$C$146,2,FALSE),'Fuel EFs'!$B$7:$X$59,14+MATCH($K$299,'Pick Lists'!$B$17:$B$25,0),FALSE))","v":{"$error":"#N/A"}},null,{"$f":"AND(ISNUMBER(B303),B303>=AdoptionYear,B303<=YearImpact)","v":false}]
[null,{"$f":"B303+1","v":2012},{"$f":"IF(AND(Section2Trigger=RenewableElectricity,ElecReplFuel='Pick Lists'!$B$51,Ren1EnterDefault2='Pick Lists'!$B$265),'Data Input'!H51,0)","v":0},{"$f":"IF(AND(Section2Trigger=RenewableElectricity,ElecReplFuel='Pick Lists'!$B$51,OR(Ren1EnterDefault='Pick Lists'!$B$282,Ren1EnterDefault2='Pick Lists'!$B$288)),C16,0)","v":0},{"$f":"IF(AND(Section2Trigger=RenewableElectricity,ElecReplFuel='Pick Lists'!$B$52,Ren2EnterDefault2='Pick Lists'!$B$265),'Data Input'!H122,0)","v":0},{"$f":"IF(AND(Section2Trigger=RenewableElectricity,ElecReplFuel='Pick Lists'!$B$52,OR(Ren2EnterDefault='Pick Lists'!$B$282,Ren2EnterDefault2='Pick Lists'!$B$288)),C91,0)","v":0},{"$f":"IF(AND(Section2Trigger=FuelSwitching,FSEnterDefault2='Pick Lists'!$B$265),'Data Input'!H197,0)","v":0},{"$f":"IF(AND(Section2Trigger=FuelSwitching,OR(FSEnterDefault='Pick Lists'!$B$282,FSEnterDefault2='Pick Lists'!$B$288)),C163,0)","v":0},{"$f":"IF(AND(Section2Trigger=EnergyEfficiency,EEEnterDefault2='Pick Lists'!$B$265),'Data Input'!H276,0)","v":0},{"$f":"IF(AND(Section2Trigger=EnergyEfficiency,OR(EEEnterDefault='Pick Lists'!$B$283,EEEnterDefault2='Pick Lists'!$B$289)),C236,0)","v":0},{"$f":"SUM(C304:J304)","v":0},0,0,2012.5,{"$f":"IF(AND(Section2Trigger=EnergyEfficiency,OR(EEEnterDefault='Pick Lists'!$B$283,EEEnterDefault2='Pick Lists'!$B$289)),E236,I304)","v":0},null,{"$f":"Q303+1","v":2012},{"$f":"IF(C304=0,0,C304*IF($C$299='Pick Lists'!$B$17,Conversions!$K$56,VLOOKUP(VLOOKUP('Data Input'!$H$40,'Pick Lists'!$B$92:$C$146,2,FALSE),'Fuel EFs'!$B$7:$X$59,14+MATCH($C$299,'Pick Lists'!$B$17:$B$25,0),FALSE)))","v":0},{"$f":"IF(D304=0,0,D304*IF($D$299='Pick Lists'!$B$17,Conversions!$K$56,VLOOKUP(VLOOKUP('Data Input'!$H$40,'Pick Lists'!$B$92:$C$146,2,FALSE),'Fuel EFs'!$B$7:$X$59,14+MATCH($D$299,'Pick Lists'!$B$17:$B$25,0),FALSE)))","v":0},{"$f":"IF($E$299='Pick Lists'!$B$63,DataProjection!E304*Conversions!$E$49,E304)","v":0},{"$f":"IF($F$299='Pick Lists'!$B$63,DataProjection!F304*Conversions!$E$49,F304)","v":0},{"$f":"IF(G304=0,0,G304*IF($G$299='Pick Lists'!$B$17,Conversions!$K$56,VLOOKUP(VLOOKUP('Data Input'!$H$186,'Pick Lists'!$B$92:$C$146,2,FALSE),'Fuel EFs'!$B$7:$X$59,14+MATCH($G$299,'Pick Lists'!$B$17:$B$25,0),FALSE)))","v":0},{"$f":"IF(H304=0,0,H304*IF($H$299='Pick Lists'!$B$17,Conversions!$K$56,VLOOKUP(VLOOKUP('Data Input'!$H$186,'Pick Lists'!$B$92:$C$146,2,FALSE),'Fuel EFs'!$B$7:$X$59,14+MATCH($H$299,'Pick Lists'!$B$17:$B$25,0),FALSE)))","v":0},{"$f":"IF(I304=0,0,I304*IF($I$299='Pick Lists'!$B$64,Conversions!$F$51,IF($I$299='Pick Lists'!$B$63,Conversions!$F$50,IF($I$299='Pick Lists'!$B$17,Conversions!$K$56,VLOOKUP(VLOOKUP('Data Input'!$H$259,'Pick Lists'!$B$92:$C$146,2,FALSE),'Fuel EFs'!$B$7:$X$59,14+MATCH($I$299,'Pick Lists'!$B$17:$B$25,0),FALSE)))))","v":0},{"$f":"IF(J304=0,0,J304*IF($J$299='Pick Lists'!$B$64,Conversions!$F$51,IF($J$299='Pick Lists'!$B$63,Conversions!$F$50,IF($J$299='Pick Lists'!$B$17,Conversions!$K$56,VLOOKUP(VLOOKUP('Data Input'!$H$259,'Pick Lists'!$B$92:$C$146,2,FALSE),'Fuel EFs'!$B$7:$X$59,14+MATCH($J$299,'Pick Lists'!$B$17:$B$25,0),FALSE)))))","v":0},0,{"$f":"IF(O304=0,0,O304*IF($K$299='Pick Lists'!$B$64,Conversions!$F$51,IF($K$299='Pick Lists'!$B$63,Conversions!$F$50,IF($K$299='Pick Lists'!$B$17,Conversions!$K$56,VLOOKUP(VLOOKUP('Data Input'!$H$259,'Pick Lists'!$B$92:$C$146,2,FALSE),'Fuel EFs'!$B$7:$X$59,14+MATCH($K$299,'Pick Lists'!$B$17:$B$25,0),FALSE)))))","v":0},null,null,{"$f":"K304*IF($K$299='Pick Lists'!$B$17,Conversions!$K$56,VLOOKUP(VLOOKUP('Data Input'!$H$259,'Pick Lists'!$B$92:$C$146,2,FALSE),'Fuel EFs'!$B$7:$X$59,14+MATCH($K$299,'Pick Lists'!$B$17:$B$25,0),FALSE))","v":{"$error":"#N/A"}},null,{"$f":"AND(ISNUMBER(B304),B304>=AdoptionYear,B304<=YearImpact)","v":false}]
[null,2013,{"$f":"IF(AND(Section2Trigger=RenewableElectricity,ElecReplFuel='Pick Lists'!$B$51,Ren1EnterDefault2='Pick Lists'!$B$265),'Data Input'!H52,0)","v":0},{"$f":"IF(AND(Section2Trigger=RenewableElectricity,ElecReplFuel='Pick Lists'!$B$51,OR(Ren1EnterDefault='Pick Lists'!$B$282,Ren1EnterDefault2='Pick Lists'!$B$288)),C17,0)","v":0},{"$f":"IF(AND(Section2Trigger=RenewableElectricity,ElecReplFuel='Pick Lists'!$B$52,Ren2EnterDefault2='Pick Lists'!$B$265),'Data Input'!H123,0)","v":0},{"$f":"IF(AND(Section2Trigger=RenewableElectricity,ElecReplFuel='Pick Lists'!$B$52,OR(Ren2EnterDefault='Pick Lists'!$B$282,Ren2EnterDefault2='Pick Lists'!$B$288)),C92,0)","v":0},{"$f":"IF(AND(Section2Trigger=FuelSwitching,FSEnterDefault2='Pick Lists'!$B$265),'Data Input'!H198,0)","v":0},{"$f":"IF(AND(Section2Trigger=FuelSwitching,OR(FSEnterDefault='Pick Lists'!$B$282,FSEnterDefault2='Pick Lists'!$B$288)),C164,0)","v":0},{"$f":"IF(AND(Section2Trigger=EnergyEfficiency,EEEnterDefault2='Pick Lists'!$B$265),'Data Input'!H277,0)","v":0},{"$f":"IF(AND(Section2Trigger=EnergyEfficiency,OR(EEEnterDefault='Pick Lists'!$B$283,EEEnterDefault2='Pick Lists'!$B$289)),C237,0)","v":0},0,0,0,2013.5,{"$f":"IF(AND(Section2Trigger=EnergyEfficiency,OR(EEEnterDefault='Pick Lists'!$B$283,EEEnterDefault2='Pick Lists'!$B$289)),E237,I305)","v":0},null,2013,{"$f":"IF(C305=0,0,C305*IF($C$299='Pick Lists'!$B$17,Conversions!$K$56,VLOOKUP(VLOOKUP('Data Input'!$H$40,'Pick Lists'!$B$92:$C$146,2,FALSE),'Fuel EFs'!$B$7:$X$59,14+MATCH($C$299,'Pick Lists'!$B$17:$B$25,0),FALSE)))","v":0},{"$f":"IF(D305=0,0,D305*IF($D$299='Pick Lists'!$B$17,Conversions!$K$56,VLOOKUP(VLOOKUP('Data Input'!$H$40,'Pick Lists'!$B$92:$C$146,2,FALSE),'Fuel EFs'!$B$7:$X$59,14+MATCH($D$299,'Pick Lists'!$B$17:$B$25,0),FALSE)))","v":0},{"$f":"IF($E$299='Pick Lists'!$B$63,DataProjection!E305*Conversions!$E$49,E305)","v":0},{"$f":"IF($F$299='Pick Lists'!$B$63,DataProjection!F305*Conversions!$E$49,F305)","v":0},{"$f":"IF(G305=0,0,G305*IF($G$299='Pick Lists'!$B$17,Conversions!$K$56,VLOOKUP(VLOOKUP('Data Input'!$H$186,'Pick Lists'!$B$92:$C$146,2,FALSE),'Fuel EFs'!$B$7:$X$59,14+MATCH($G$299,'Pick Lists'!$B$17:$B$25,0),FALSE)))","v":0},{"$f":"IF(H305=0,0,H305*IF($H$299='Pick Lists'!$B$17,Conversions!$K$56,VLOOKUP(VLOOKUP('Data Input'!$H$186,'Pick Lists'!$B$92:$C$146,2,FALSE),'Fuel EFs'!$B$7:$X$59,14+MATCH($H$299,'Pick Lists'!$B$17:$B$25,0),FALSE)))","v":0},{"$f":"IF(I305=0,0,I305*IF($I$299='Pick Lists'!$B$64,Conversions!$F$51,IF($I$299='Pick Lists'!$B$63,Conversions!$F$50,IF($I$299='Pick Lists'!$B$17,Conversions!$K$56,VLOOKUP(VLOOKUP('Data Input'!$H$259,'Pick Lists'!$B$92:$C$146,2,FALSE),'Fuel EFs'!$B$7:$X$59,14+MATCH($I$299,'Pick Lists'!$B$17:$B$25,0),FALSE)))))","v":0},{"$f":"IF(J305=0,0,J305*IF($J$299='Pick Lists'!$B$64,Conversions!$F$51,IF($J$299='Pick Lists'!$B$63,Conversions!$F$50,IF($J$299='Pick Lists'!$B$17,Conversions!$K$56,VLOOKUP(VLOOKUP('Data Input'!$H$259,'Pick Lists'!$B$92:$C$146,2,FALSE),'Fuel EFs'!$B$7:$X$59,14+MATCH($J$299,'Pick Lists'!$B$17:$B$25,0),FALSE)))))","v":0},0,{"$f":"IF(O305=0,0,O305*IF($K$299='Pick Lists'!$B$64,Conversions!$F$51,IF($K$299='Pick Lists'!$B$63,Conversions!$F$50,IF($K$299='Pick Lists'!$B$17,Conversions!$K$56,VLOOKUP(VLOOKUP('Data Input'!$H$259,'Pick Lists'!$B$92:$C$146,2,FALSE),'Fuel EFs'!$B$7:$X$59,14+MATCH($K$299,'Pick Lists'!$B$17:$B$25,0),FALSE)))))","v":0},null,null,{"$f":"K305*IF($K$299='Pick Lists'!$B$17,Conversions!$K$56,VLOOKUP(VLOOKUP('Data Input'!$H$259,'Pick Lists'!$B$92:$C$146,2,FALSE),'Fuel EFs'!$B$7:$X$59,14+MATCH($K$299,'Pick Lists'!$B$17:$B$25,0),FALSE))","v":{"$error":"#N/A"}},null,{"$f":"AND(ISNUMBER(B305),B305>=AdoptionYear,B305<=YearImpact)","v":false}]
[null,2014,{"$f":"IF(AND(Section2Trigger=RenewableElectricity,ElecReplFuel='Pick Lists'!$B$51,Ren1EnterDefault2='Pick Lists'!$B$265),'Data Input'!H53,0)","v":0},{"$f":"IF(AND(Section2Trigger=RenewableElectricity,ElecReplFuel='Pick Lists'!$B$51,OR(Ren1EnterDefault='Pick Lists'!$B$282,Ren1EnterDefault2='Pick Lists'!$B$288)),C18,0)","v":0},{"$f":"IF(AND(Section2Trigger=RenewableElectricity,ElecReplFuel='Pick Lists'!$B$52,Ren2EnterDefault2='Pick Lists'!$B$265),'Data Input'!H124,0)","v":0},{"$f":"IF(AND(Section2Trigger=RenewableElectricity,ElecReplFuel='Pick Lists'!$B$52,OR(Ren2EnterDefault='Pick Lists'!$B$282,Ren2EnterDefault2='Pick Lists'!$B$288)),C93,0)","v":0},{"$f":"IF(AND(Section2Trigger=FuelSwitching,FSEnterDefault2='Pick Lists'!$B$265),'Data Input'!H199,0)","v":0},{"$f":"IF(AND(Section2Trigger=FuelSwitching,OR(FSEnterDefault='Pick Lists'!$B$282,FSEnterDefault2='Pick Lists'!$B$288)),C165,0)","v":0},{"$f":"IF(AND(Section2Trigger=EnergyEfficiency,EEEnterDefault2='Pick Lists'!$B$265),'Data Input'!H278,0)","v":0},{"$f":"IF(AND(Section2Trigger=EnergyEfficiency,OR(EEEnterDefault='Pick Lists'!$B$283,EEEnterDefault2='Pick Lists'!$B$289)),C238,0)","v":0},0,0,0,2014.5,{"$f":"IF(AND(Section2Trigger=EnergyEfficiency,OR(EEEnterDefault='Pick Lists'!$B$283,EEEnterDefault2='Pick Lists'!$B$289)),E238,I306)","v":0},null,2014,{"$f":"IF(C306=0,0,C306*IF($C$299='Pick Lists'!$B$17,Conversions!$K$56,VLOOKUP(VLOOKUP('Data Input'!$H$40,'Pick Lists'!$B$92:$C$146,2,FALSE),'Fuel EFs'!$B$7:$X$59,14+MATCH($C$299,'Pick Lists'!$B$17:$B$25,0),FALSE)))","v":0},{"$f":"IF(D306=0,0,D306*IF($D$299='Pick Lists'!$B$17,Conversions!$K$56,VLOOKUP(VLOOKUP('Data Input'!$H$40,'Pick Lists'!$B$92:$C$146,2,FALSE),'Fuel EFs'!$B$7:$X$59,14+MATCH($D$299,'Pick Lists'!$B$17:$B$25,0),FALSE)))","v":0},{"$f":"IF($E$299='Pick Lists'!$B$63,DataProjection!E306*Conversions!$E$49,E306)","v":0},{"$f":"IF($F$299='Pick Lists'!$B$63,DataProjection!F306*Conversions!$E$49,F306)","v":0},{"$f":"IF(G306=0,0,G306*IF($G$299='Pick Lists'!$B$17,Conversions!$K$56,VLOOKUP(VLOOKUP('Data Input'!$H$186,'Pick Lists'!$B$92:$C$146,2,FALSE),'Fuel EFs'!$B$7:$X$59,14+MATCH($G$299,'Pick Lists'!$B$17:$B$25,0),FALSE)))","v":0},{"$f":"IF(H306=0,0,H306*IF($H$299='Pick Lists'!$B$17,Conversions!$K$56,VLOOKUP(VLOOKUP('Data Input'!$H$186,'Pick Lists'!$B$92:$C$146,2,FALSE),'Fuel EFs'!$B$7:$X$59,14+MATCH($H$299,'Pick Lists'!$B$17:$B$25,0),FALSE)))","v":0},{"$f":"IF(I306=0,0,I306*IF($I$299='Pick Lists'!$B$64,Conversions!$F$51,IF($I$299='Pick Lists'!$B$63,Conversions!$F$50,IF($I$299='Pick Lists'!$B$17,Conversions!$K$56,VLOOKUP(VLOOKUP('Data Input'!$H$259,'Pick Lists'!$B$92:$C$146,2,FALSE),'Fuel EFs'!$B$7:$X$59,14+MATCH($I$299,'Pick Lists'!$B$17:$B$25,0),FALSE)))))","v":0},{"$f":"IF(J306=0,0,J306*IF($J$299='Pick Lists'!$B$64,Conversions!$F$51,IF($J$299='Pick Lists'!$B$63,Conversions!$F$50,IF($J$299='Pick Lists'!$B$17,Conversions!$K$56,VLOOKUP(VLOOKUP('Data Input'!$H$259,'Pick Lists'!$B$92:$C$146,2,FALSE),'Fuel EFs'!$B$7:$X$59,14+MATCH($J$299,'Pick Lists'!$B$17:$B$25,0),FALSE)))))","v":0},0,{"$f":"IF(O306=0,0,O306*IF($K$299='Pick Lists'!$B$64,Conversions!$F$51,IF($K$299='Pick Lists'!$B$63,Conversions!$F$50,IF($K$299='Pick Lists'!$B$17,Conversions!$K$56,VLOOKUP(VLOOKUP('Data Input'!$H$259,'Pick Lists'!$B$92:$C$146,2,FALSE),'Fuel EFs'!$B$7:$X$59,14+MATCH($K$299,'Pick Lists'!$B$17:$B$25,0),FALSE)))))","v":0},null,null,{"$f":"K306*IF($K$299='Pick Lists'!$B$17,Conversions!$K$56,VLOOKUP(VLOOKUP('Data Input'!$H$259,'Pick Lists'!$B$92:$C$146,2,FALSE),'Fuel EFs'!$B$7:$X$59,14+MATCH($K$299,'Pick Lists'!$B$17:$B$25,0),FALSE))","v":{"$error":"#N/A"}},null,{"$f":"AND(ISNUMBER(B306),B306>=AdoptionYear,B306<=YearImpact)","v":false}]
[null,2015,{"$f":"IF(AND(Section2Trigger=RenewableElectricity,ElecReplFuel='Pick Lists'!$B$51,Ren1EnterDefault2='Pick Lists'!$B$265),'Data Input'!H54,0)","v":0},{"$f":"IF(AND(Section2Trigger=RenewableElectricity,ElecReplFuel='Pick Lists'!$B$51,OR(Ren1EnterDefault='Pick Lists'!$B$282,Ren1EnterDefault2='Pick Lists'!$B$288)),C19,0)","v":0},{"$f":"IF(AND(Section2Trigger=RenewableElectricity,ElecReplFuel='Pick Lists'!$B$52,Ren2EnterDefault2='Pick Lists'!$B$265),'Data Input'!H125,0)","v":0},{"$f":"IF(AND(Section2Trigger=RenewableElectricity,ElecReplFuel='Pick Lists'!$B$52,OR(Ren2EnterDefault='Pick Lists'!$B$282,Ren2EnterDefault2='Pick Lists'!$B$288)),C94,0)","v":0},{"$f":"IF(AND(Section2Trigger=FuelSwitching,FSEnterDefault2='Pick Lists'!$B$265),'Data Input'!H200,0)","v":0},{"$f":"IF(AND(Section2Trigger=FuelSwitching,OR(FSEnterDefault='Pick Lists'!$B$282,FSEnterDefault2='Pick Lists'!$B$288)),C166,0)","v":0},{"$f":"IF(AND(Section2Trigger=EnergyEfficiency,EEEnterDefault2='Pick Lists'!$B$265),'Data Input'!H279,0)","v":0},{"$f":"IF(AND(Section2Trigger=EnergyEfficiency,OR(EEEnterDefault='Pick Lists'!$B$283,EEEnterDefault2='Pick Lists'!$B$289)),C239,0)","v":0},0,0,0,2015.5,{"$f":"IF(AND(Section2Trigger=EnergyEfficiency,OR(EEEnterDefault='Pick Lists'!$B$283,EEEnterDefault2='Pick Lists'!$B$289)),E239,I307)","v":0},null,2015,{"$f":"IF(C307=0,0,C307*IF($C$299='Pick Lists'!$B$17,Conversions!$K$56,VLOOKUP(VLOOKUP('Data Input'!$H$40,'Pick Lists'!$B$92:$C$146,2,FALSE),'Fuel EFs'!$B$7:$X$59,14+MATCH($C$299,'Pick Lists'!$B$17:$B$25,0),FALSE)))","v":0},{"$f":"IF(D307=0,0,D307*IF($D$299='Pick Lists'!$B$17,Conversions!$K$56,VLOOKUP(VLOOKUP('Data Input'!$H$40,'Pick Lists'!$B$92:$C$146,2,FALSE),'Fuel EFs'!$B$7:$X$59,14+MATCH($D$299,'Pick Lists'!$B$17:$B$25,0),FALSE)))","v":0},{"$f":"IF($E$299='Pick Lists'!$B$63,DataProjection!E307*Conversions!$E$49,E307)","v":0},{"$f":"IF($F$299='Pick Lists'!$B$63,DataProjection!F307*Conversions!$E$49,F307)","v":0},{"$f":"IF(G307=0,0,G307*IF($G$299='Pick Lists'!$B$17,Conversions!$K$56,VLOOKUP(VLOOKUP('Data Input'!$H$186,'Pick Lists'!$B$92:$C$146,2,FALSE),'Fuel EFs'!$B$7:$X$59,14+MATCH($G$299,'Pick Lists'!$B$17:$B$25,0),FALSE)))","v":0},{"$f":"IF(H307=0,0,H307*IF($H$299='Pick Lists'!$B$17,Conversions!$K$56,VLOOKUP(VLOOKUP('Data Input'!$H$186,'Pick Lists'!$B$92:$C$146,2,FALSE),'Fuel EFs'!$B$7:$X$59,14+MATCH($H$299,'Pick Lists'!$B$17:$B$25,0),FALSE)))","v":0},{"$f":"IF(I307=0,0,I307*IF($I$299='Pick Lists'!$B$64,Conversions!$F$51,IF($I$299='Pick Lists'!$B$63,Conversions!$F$50,IF($I$299='Pick Lists'!$B$17,Conversions!$K$56,VLOOKUP(VLOOKUP('Data Input'!$H$259,'Pick Lists'!$B$92:$C$146,2,FALSE),'Fuel EFs'!$B$7:$X$59,14+MATCH($I$299,'Pick Lists'!$B$17:$B$25,0),FALSE)))))","v":0},{"$f":"IF(J307=0,0,J307*IF($J$299='Pick Lists'!$B$64,Conversions!$F$51,IF($J$299='Pick Lists'!$B$63,Conversions!$F$50,IF($J$299='Pick Lists'!$B$17,Conversions!$K$56,VLOOKUP(VLOOKUP('Data Input'!$H$259,'Pick Lists'!$B$92:$C$146,2,FALSE),'Fuel EFs'!$B$7:$X$59,14+MATCH($J$299,'Pick Lists'!$B$17:$B$25,0),FALSE)))))","v":0},0,{"$f":"IF(O307=0,0,O307*IF($K$299='Pick Lists'!$B$64,Conversions!$F$51,IF($K$299='Pick Lists'!$B$63,Conversions!$F$50,IF($K$299='Pick Lists'!$B$17,Conversions!$K$56,VLOOKUP(VLOOKUP('Data Input'!$H$259,'Pick Lists'!$B$92:$C$146,2,FALSE),'Fuel EFs'!$B$7:$X$59,14+MATCH($K$299,'Pick Lists'!$B$17:$B$25,0),FALSE)))))","v":0},null,null,{"$f":"K307*IF($K$299='Pick Lists'!$B$17,Conversions!$K$56,VLOOKUP(VLOOKUP('Data Input'!$H$259,'Pick Lists'!$B$92:$C$146,2,FALSE),'Fuel EFs'!$B$7:$X$59,14+MATCH($K$299,'Pick Lists'!$B$17:$B$25,0),FALSE))","v":{"$error":"#N/A"}},null,{"$f":"AND(ISNUMBER(B307),B307>=AdoptionYear,B307<=YearImpact)","v":false}]
[null,2016,{"$f":"IF(AND(Section2Trigger=RenewableElectricity,ElecReplFuel='Pick Lists'!$B$51,Ren1EnterDefault2='Pick Lists'!$B$265),'Data Input'!H55,0)","v":0},{"$f":"IF(AND(Section2Trigger=RenewableElectricity,ElecReplFuel='Pick Lists'!$B$51,OR(Ren1EnterDefault='Pick Lists'!$B$282,Ren1EnterDefault2='Pick Lists'!$B$288)),C20,0)","v":0},{"$f":"IF(AND(Section2Trigger=RenewableElectricity,ElecReplFuel='Pick Lists'!$B$52,Ren2EnterDefault2='Pick Lists'!$B$265),'Data Input'!H126,0)","v":0},{"$f":"IF(AND(Section2Trigger=RenewableElectricity,ElecReplFuel='Pick Lists'!$B$52,OR(Ren2EnterDefault='Pick Lists'!$B$282,Ren2EnterDefault2='Pick Lists'!$B$288)),C95,0)","v":0},{"$f":"IF(AND(Section2Trigger=FuelSwitching,FSEnterDefault2='Pick Lists'!$B$265),'Data Input'!H201,0)","v":0},{"$f":"IF(AND(Section2Trigger=FuelSwitching,OR(FSEnterDefault='Pick Lists'!$B$282,FSEnterDefault2='Pick Lists'!$B$288)),C167,0)","v":0},{"$f":"IF(AND(Section2Trigger=EnergyEfficiency,EEEnterDefault2='Pick Lists'!$B$265),'Data Input'!H280,0)","v":0},{"$f":"IF(AND(Section2Trigger=EnergyEfficiency,OR(EEEnterDefault='Pick Lists'!$B$283,EEEnterDefault2='Pick Lists'!$B$289)),C240,0)","v":0},0,0,0,2016.5,{"$f":"IF(AND(Section2Trigger=EnergyEfficiency,OR(EEEnterDefault='Pick Lists'!$B$283,EEEnterDefault2='Pick Lists'!$B$289)),E240,I308)","v":0},null,2016,{"$f":"IF(C308=0,0,C308*IF($C$299='Pick Lists'!$B$17,Conversions!$K$56,VLOOKUP(VLOOKUP('Data Input'!$H$40,'Pick Lists'!$B$92:$C$146,2,FALSE),'Fuel EFs'!$B$7:$X$59,14+MATCH($C$299,'Pick Lists'!$B$17:$B$25,0),FALSE)))","v":0},{"$f":"IF(D308=0,0,D308*IF($D$299='Pick Lists'!$B$17,Conversions!$K$56,VLOOKUP(VLOOKUP('Data Input'!$H$40,'Pick Lists'!$B$92:$C$146,2,FALSE),'Fuel EFs'!$B$7:$X$59,14+MATCH($D$299,'Pick Lists'!$B$17:$B$25,0),FALSE)))","v":0},{"$f":"IF($E$299='Pick Lists'!$B$63,DataProjection!E308*Conversions!$E$49,E308)","v":0},{"$f":"IF($F$299='Pick Lists'!$B$63,DataProjection!F308*Conversions!$E$49,F308)","v":0},{"$f":"IF(G308=0,0,G308*IF($G$299='Pick Lists'!$B$17,Conversions!$K$56,VLOOKUP(VLOOKUP('Data Input'!$H$186,'Pick Lists'!$B$92:$C$146,2,FALSE),'Fuel EFs'!$B$7:$X$59,14+MATCH($G$299,'Pick Lists'!$B$17:$B$25,0),FALSE)))","v":0},{"$f":"IF(H308=0,0,H308*IF($H$299='Pick Lists'!$B$17,Conversions!$K$56,VLOOKUP(VLOOKUP('Data Input'!$H$186,'Pick Lists'!$B$92:$C$146,2,FALSE),'Fuel EFs'!$B$7:$X$59,14+MATCH($H$299,'Pick Lists'!$B$17:$B$25,0),FALSE)))","v":0},{"$f":"IF(I308=0,0,I308*IF($I$299='Pick Lists'!$B$64,Conversions!$F$51,IF($I$299='Pick Lists'!$B$63,Conversions!$F$50,IF($I$299='Pick Lists'!$B$17,Conversions!$K$56,VLOOKUP(VLOOKUP('Data Input'!$H$259,'Pick Lists'!$B$92:$C$146,2,FALSE),'Fuel EFs'!$B$7:$X$59,14+MATCH($I$299,'Pick Lists'!$B$17:$B$25,0),FALSE)))))","v":0},{"$f":"IF(J308=0,0,J308*IF($J$299='Pick Lists'!$B$64,Conversions!$F$51,IF($J$299='Pick Lists'!$B$63,Conversions!$F$50,IF($J$299='Pick Lists'!$B$17,Conversions!$K$56,VLOOKUP(VLOOKUP('Data Input'!$H$259,'Pick Lists'!$B$92:$C$146,2,FALSE),'Fuel EFs'!$B$7:$X$59,14+MATCH($J$299,'Pick Lists'!$B$17:$B$25,0),FALSE)))))","v":0},0,{"$f":"IF(O308=0,0,O308*IF($K$299='Pick Lists'!$B$64,Conversions!$F$51,IF($K$299='Pick Lists'!$B$63,Conversions!$F$50,IF($K$299='Pick Lists'!$B$17,Conversions!$K$56,VLOOKUP(VLOOKUP('Data Input'!$H$259,'Pick Lists'!$B$92:$C$146,2,FALSE),'Fuel EFs'!$B$7:$X$59,14+MATCH($K$299,'Pick Lists'!$B$17:$B$25,0),FALSE)))))","v":0},null,null,{"$f":"K308*IF($K$299='Pick Lists'!$B$17,Conversions!$K$56,VLOOKUP(VLOOKUP('Data Input'!$H$259,'Pick Lists'!$B$92:$C$146,2,FALSE),'Fuel EFs'!$B$7:$X$59,14+MATCH($K$299,'Pick Lists'!$B$17:$B$25,0),FALSE))","v":{"$error":"#N/A"}},null,{"$f":"AND(ISNUMBER(B308),B308>=AdoptionYear,B308<=YearImpact)","v":false}]
[null,2017,{"$f":"IF(AND(Section2Trigger=RenewableElectricity,ElecReplFuel='Pick Lists'!$B$51,Ren1EnterDefault2='Pick Lists'!$B$265),'Data Input'!H56,0)","v":0},{"$f":"IF(AND(Section2Trigger=RenewableElectricity,ElecReplFuel='Pick Lists'!$B$51,OR(Ren1EnterDefault='Pick Lists'!$B$282,Ren1EnterDefault2='Pick Lists'!$B$288)),C21,0)","v":0},{"$f":"IF(AND(Section2Trigger=RenewableElectricity,ElecReplFuel='Pick Lists'!$B$52,Ren2EnterDefault2='Pick Lists'!$B$265),'Data Input'!H127,0)","v":0},{"$f":"IF(AND(Section2Trigger=RenewableElectricity,ElecReplFuel='Pick Lists'!$B$52,OR(Ren2EnterDefault='Pick Lists'!$B$282,Ren2EnterDefault2='Pick Lists'!$B$288)),C96,0)","v":0},{"$f":"IF(AND(Section2Trigger=FuelSwitching,FSEnterDefault2='Pick Lists'!$B$265),'Data Input'!H202,0)","v":0},{"$f":"IF(AND(Section2Trigger=FuelSwitching,OR(FSEnterDefault='Pick Lists'!$B$282,FSEnterDefault2='Pick Lists'!$B$288)),C168,0)","v":0},{"$f":"IF(AND(Section2Trigger=EnergyEfficiency,EEEnterDefault2='Pick Lists'!$B$265),'Data Input'!H281,0)","v":0},{"$f":"IF(AND(Section2Trigger=EnergyEfficiency,OR(EEEnterDefault='Pick Lists'!$B$283,EEEnterDefault2='Pick Lists'!$B$289)),C241,0)","v":0},0,0,0,2017.5,{"$f":"IF(AND(Section2Trigger=EnergyEfficiency,OR(EEEnterDefault='Pick Lists'!$B$283,EEEnterDefault2='Pick Lists'!$B$289)),E241,I309)","v":0},null,2017,{"$f":"IF(C309=0,0,C309*IF($C$299='Pick Lists'!$B$17,Conversions!$K$56,VLOOKUP(VLOOKUP('Data Input'!$H$40,'Pick Lists'!$B$92:$C$146,2,FALSE),'Fuel EFs'!$B$7:$X$59,14+MATCH($C$299,'Pick Lists'!$B$17:$B$25,0),FALSE)))","v":0},{"$f":"IF(D309=0,0,D309*IF($D$299='Pick Lists'!$B$17,Conversions!$K$56,VLOOKUP(VLOOKUP('Data Input'!$H$40,'Pick Lists'!$B$92:$C$146,2,FALSE),'Fuel EFs'!$B$7:$X$59,14+MATCH($D$299,'Pick Lists'!$B$17:$B$25,0),FALSE)))","v":0},{"$f":"IF($E$299='Pick Lists'!$B$63,DataProjection!E309*Conversions!$E$49,E309)","v":0},{"$f":"IF($F$299='Pick Lists'!$B$63,DataProjection!F309*Conversions!$E$49,F309)","v":0},{"$f":"IF(G309=0,0,G309*IF($G$299='Pick Lists'!$B$17,Conversions!$K$56,VLOOKUP(VLOOKUP('Data Input'!$H$186,'Pick Lists'!$B$92:$C$146,2,FALSE),'Fuel EFs'!$B$7:$X$59,14+MATCH($G$299,'Pick Lists'!$B$17:$B$25,0),FALSE)))","v":0},{"$f":"IF(H309=0,0,H309*IF($H$299='Pick Lists'!$B$17,Conversions!$K$56,VLOOKUP(VLOOKUP('Data Input'!$H$186,'Pick Lists'!$B$92:$C$146,2,FALSE),'Fuel EFs'!$B$7:$X$59,14+MATCH($H$299,'Pick Lists'!$B$17:$B$25,0),FALSE)))","v":0},{"$f":"IF(I309=0,0,I309*IF($I$299='Pick Lists'!$B$64,Conversions!$F$51,IF($I$299='Pick Lists'!$B$63,Conversions!$F$50,IF($I$299='Pick Lists'!$B$17,Conversions!$K$56,VLOOKUP(VLOOKUP('Data Input'!$H$259,'Pick Lists'!$B$92:$C$146,2,FALSE),'Fuel EFs'!$B$7:$X$59,14+MATCH($I$299,'Pick Lists'!$B$17:$B$25,0),FALSE)))))","v":0},{"$f":"IF(J309=0,0,J309*IF($J$299='Pick Lists'!$B$64,Conversions!$F$51,IF($J$299='Pick Lists'!$B$63,Conversions!$F$50,IF($J$299='Pick Lists'!$B$17,Conversions!$K$56,VLOOKUP(VLOOKUP('Data Input'!$H$259,'Pick Lists'!$B$92:$C$146,2,FALSE),'Fuel EFs'!$B$7:$X$59,14+MATCH($J$299,'Pick Lists'!$B$17:$B$25,0),FALSE)))))","v":0},0,{"$f":"IF(O309=0,0,O309*IF($K$299='Pick Lists'!$B$64,Conversions!$F$51,IF($K$299='Pick Lists'!$B$63,Conversions!$F$50,IF($K$299='Pick Lists'!$B$17,Conversions!$K$56,VLOOKUP(VLOOKUP('Data Input'!$H$259,'Pick Lists'!$B$92:$C$146,2,FALSE),'Fuel EFs'!$B$7:$X$59,14+MATCH($K$299,'Pick Lists'!$B$17:$B$25,0),FALSE)))))","v":0},null,null,{"$f":"K309*IF($K$299='Pick Lists'!$B$17,Conversions!$K$56,VLOOKUP(VLOOKUP('Data Input'!$H$259,'Pick Lists'!$B$92:$C$146,2,FALSE),'Fuel EFs'!$B$7:$X$59,14+MATCH($K$299,'Pick Lists'!$B$17:$B$25,0),FALSE))","v":{"$error":"#N/A"}},null,{"$f":"AND(ISNUMBER(B309),B309>=AdoptionYear,B309<=YearImpact)","v":false}]
[null,2018,{"$f":"IF(AND(Section2Trigger=RenewableElectricity,ElecReplFuel='Pick Lists'!$B$51,Ren1EnterDefault2='Pick Lists'!$B$265),'Data Input'!H57,0)","v":0},{"$f":"IF(AND(Section2Trigger=RenewableElectricity,ElecReplFuel='Pick Lists'!$B$51,OR(Ren1EnterDefault='Pick Lists'!$B$282,Ren1EnterDefault2='Pick Lists'!$B$288)),C22,0)","v":0},{"$f":"IF(AND(Section2Trigger=RenewableElectricity,ElecReplFuel='Pick Lists'!$B$52,Ren2EnterDefault2='Pick Lists'!$B$265),'Data Input'!H128,0)","v":0},{"$f":"IF(AND(Section2Trigger=RenewableElectricity,ElecReplFuel='Pick Lists'!$B$52,OR(Ren2EnterDefault='Pick Lists'!$B$282,Ren2EnterDefault2='Pick Lists'!$B$288)),C97,0)","v":0},{"$f":"IF(AND(Section2Trigger=FuelSwitching,FSEnterDefault2='Pick Lists'!$B$265),'Data Input'!H203,0)","v":0},{"$f":"IF(AND(Section2Trigger=FuelSwitching,OR(FSEnterDefault='Pick Lists'!$B$282,FSEnterDefault2='Pick Lists'!$B$288)),C169,0)","v":0},{"$f":"IF(AND(Section2Trigger=EnergyEfficiency,EEEnterDefault2='Pick Lists'!$B$265),'Data Input'!H282,0)","v":0},{"$f":"IF(AND(Section2Trigger=EnergyEfficiency,OR(EEEnterDefault='Pick Lists'!$B$283,EEEnterDefault2='Pick Lists'!$B$289)),C242,0)","v":0},0,0,0,2018.5,{"$f":"IF(AND(Section2Trigger=EnergyEfficiency,OR(EEEnterDefault='Pick Lists'!$B$283,EEEnterDefault2='Pick Lists'!$B$289)),E242,I310)","v":0},null,2018,{"$f":"IF(C310=0,0,C310*IF($C$299='Pick Lists'!$B$17,Conversions!$K$56,VLOOKUP(VLOOKUP('Data Input'!$H$40,'Pick Lists'!$B$92:$C$146,2,FALSE),'Fuel EFs'!$B$7:$X$59,14+MATCH($C$299,'Pick Lists'!$B$17:$B$25,0),FALSE)))","v":0},{"$f":"IF(D310=0,0,D310*IF($D$299='Pick Lists'!$B$17,Conversions!$K$56,VLOOKUP(VLOOKUP('Data Input'!$H$40,'Pick Lists'!$B$92:$C$146,2,FALSE),'Fuel EFs'!$B$7:$X$59,14+MATCH($D$299,'Pick Lists'!$B$17:$B$25,0),FALSE)))","v":0},{"$f":"IF($E$299='Pick Lists'!$B$63,DataProjection!E310*Conversions!$E$49,E310)","v":0},{"$f":"IF($F$299='Pick Lists'!$B$63,DataProjection!F310*Conversions!$E$49,F310)","v":0},{"$f":"IF(G310=0,0,G310*IF($G$299='Pick Lists'!$B$17,Conversions!$K$56,VLOOKUP(VLOOKUP('Data Input'!$H$186,'Pick Lists'!$B$92:$C$146,2,FALSE),'Fuel EFs'!$B$7:$X$59,14+MATCH($G$299,'Pick Lists'!$B$17:$B$25,0),FALSE)))","v":0},{"$f":"IF(H310=0,0,H310*IF($H$299='Pick Lists'!$B$17,Conversions!$K$56,VLOOKUP(VLOOKUP('Data Input'!$H$186,'Pick Lists'!$B$92:$C$146,2,FALSE),'Fuel EFs'!$B$7:$X$59,14+MATCH($H$299,'Pick Lists'!$B$17:$B$25,0),FALSE)))","v":0},{"$f":"IF(I310=0,0,I310*IF($I$299='Pick Lists'!$B$64,Conversions!$F$51,IF($I$299='Pick Lists'!$B$63,Conversions!$F$50,IF($I$299='Pick Lists'!$B$17,Conversions!$K$56,VLOOKUP(VLOOKUP('Data Input'!$H$259,'Pick Lists'!$B$92:$C$146,2,FALSE),'Fuel EFs'!$B$7:$X$59,14+MATCH($I$299,'Pick Lists'!$B$17:$B$25,0),FALSE)))))","v":0},{"$f":"IF(J310=0,0,J310*IF($J$299='Pick Lists'!$B$64,Conversions!$F$51,IF($J$299='Pick Lists'!$B$63,Conversions!$F$50,IF($J$299='Pick Lists'!$B$17,Conversions!$K$56,VLOOKUP(VLOOKUP('Data Input'!$H$259,'Pick Lists'!$B$92:$C$146,2,FALSE),'Fuel EFs'!$B$7:$X$59,14+MATCH($J$299,'Pick Lists'!$B$17:$B$25,0),FALSE)))))","v":0},0,{"$f":"IF(O310=0,0,O310*IF($K$299='Pick Lists'!$B$64,Conversions!$F$51,IF($K$299='Pick Lists'!$B$63,Conversions!$F$50,IF($K$299='Pick Lists'!$B$17,Conversions!$K$56,VLOOKUP(VLOOKUP('Data Input'!$H$259,'Pick Lists'!$B$92:$C$146,2,FALSE),'Fuel EFs'!$B$7:$X$59,14+MATCH($K$299,'Pick Lists'!$B$17:$B$25,0),FALSE)))))","v":0},null,null,{"$f":"K310*IF($K$299='Pick Lists'!$B$17,Conversions!$K$56,VLOOKUP(VLOOKUP('Data Input'!$H$259,'Pick Lists'!$B$92:$C$146,2,FALSE),'Fuel EFs'!$B$7:$X$59,14+MATCH($K$299,'Pick Lists'!$B$17:$B$25,0),FALSE))","v":{"$error":"#N/A"}},null,{"$f":"AND(ISNUMBER(B310),B310>=AdoptionYear,B310<=YearImpact)","v":false}]
[null,2019,{"$f":"IF(AND(Section2Trigger=RenewableElectricity,ElecReplFuel='Pick Lists'!$B$51,Ren1EnterDefault2='Pick Lists'!$B$265),'Data Input'!H58,0)","v":0},{"$f":"IF(AND(Section2Trigger=RenewableElectricity,ElecReplFuel='Pick Lists'!$B$51,OR(Ren1EnterDefault='Pick Lists'!$B$282,Ren1EnterDefault2='Pick Lists'!$B$288)),C23,0)","v":0},{"$f":"IF(AND(Section2Trigger=RenewableElectricity,ElecReplFuel='Pick Lists'!$B$52,Ren2EnterDefault2='Pick Lists'!$B$265),'Data Input'!H129,0)","v":0},{"$f":"IF(AND(Section2Trigger=RenewableElectricity,ElecReplFuel='Pick Lists'!$B$52,OR(Ren2EnterDefault='Pick Lists'!$B$282,Ren2EnterDefault2='Pick Lists'!$B$288)),C98,0)","v":0},{"$f":"IF(AND(Section2Trigger=FuelSwitching,FSEnterDefault2='Pick Lists'!$B$265),'Data Input'!H204,0)","v":0},{"$f":"IF(AND(Section2Trigger=FuelSwitching,OR(FSEnterDefault='Pick Lists'!$B$282,FSEnterDefault2='Pick Lists'!$B$288)),C170,0)","v":0},{"$f":"IF(AND(Section2Trigger=EnergyEfficiency,EEEnterDefault2='Pick Lists'!$B$265),'Data Input'!H283,0)","v":0},{"$f":"IF(AND(Section2Trigger=EnergyEfficiency,OR(EEEnterDefault='Pick Lists'!$B$283,EEEnterDefault2='Pick Lists'!$B$289)),C243,0)","v":0},0,0,0,2019.5,{"$f":"IF(AND(Section2Trigger=EnergyEfficiency,OR(EEEnterDefault='Pick Lists'!$B$283,EEEnterDefault2='Pick Lists'!$B$289)),E243,I311)","v":0},null,2019,{"$f":"IF(C311=0,0,C311*IF($C$299='Pick Lists'!$B$17,Conversions!$K$56,VLOOKUP(VLOOKUP('Data Input'!$H$40,'Pick Lists'!$B$92:$C$146,2,FALSE),'Fuel EFs'!$B$7:$X$59,14+MATCH($C$299,'Pick Lists'!$B$17:$B$25,0),FALSE)))","v":0},{"$f":"IF(D311=0,0,D311*IF($D$299='Pick Lists'!$B$17,Conversions!$K$56,VLOOKUP(VLOOKUP('Data Input'!$H$40,'Pick Lists'!$B$92:$C$146,2,FALSE),'Fuel EFs'!$B$7:$X$59,14+MATCH($D$299,'Pick Lists'!$B$17:$B$25,0),FALSE)))","v":0},{"$f":"IF($E$299='Pick Lists'!$B$63,DataProjection!E311*Conversions!$E$49,E311)","v":0},{"$f":"IF($F$299='Pick Lists'!$B$63,DataProjection!F311*Conversions!$E$49,F311)","v":0},{"$f":"IF(G311=0,0,G311*IF($G$299='Pick Lists'!$B$17,Conversions!$K$56,VLOOKUP(VLOOKUP('Data Input'!$H$186,'Pick Lists'!$B$92:$C$146,2,FALSE),'Fuel EFs'!$B$7:$X$59,14+MATCH($G$299,'Pick Lists'!$B$17:$B$25,0),FALSE)))","v":0},{"$f":"IF(H311=0,0,H311*IF($H$299='Pick Lists'!$B$17,Conversions!$K$56,VLOOKUP(VLOOKUP('Data Input'!$H$186,'Pick Lists'!$B$92:$C$146,2,FALSE),'Fuel EFs'!$B$7:$X$59,14+MATCH($H$299,'Pick Lists'!$B$17:$B$25,0),FALSE)))","v":0},{"$f":"IF(I311=0,0,I311*IF($I$299='Pick Lists'!$B$64,Conversions!$F$51,IF($I$299='Pick Lists'!$B$63,Conversions!$F$50,IF($I$299='Pick Lists'!$B$17,Conversions!$K$56,VLOOKUP(VLOOKUP('Data Input'!$H$259,'Pick Lists'!$B$92:$C$146,2,FALSE),'Fuel EFs'!$B$7:$X$59,14+MATCH($I$299,'Pick Lists'!$B$17:$B$25,0),FALSE)))))","v":0},{"$f":"IF(J311=0,0,J311*IF($J$299='Pick Lists'!$B$64,Conversions!$F$51,IF($J$299='Pick Lists'!$B$63,Conversions!$F$50,IF($J$299='Pick Lists'!$B$17,Conversions!$K$56,VLOOKUP(VLOOKUP('Data Input'!$H$259,'Pick Lists'!$B$92:$C$146,2,FALSE),'Fuel EFs'!$B$7:$X$59,14+MATCH($J$299,'Pick Lists'!$B$17:$B$25,0),FALSE)))))","v":0},0,{"$f":"IF(O311=0,0,O311*IF($K$299='Pick Lists'!$B$64,Conversions!$F$51,IF($K$299='Pick Lists'!$B$63,Conversions!$F$50,IF($K$299='Pick Lists'!$B$17,Conversions!$K$56,VLOOKUP(VLOOKUP('Data Input'!$H$259,'Pick Lists'!$B$92:$C$146,2,FALSE),'Fuel EFs'!$B$7:$X$59,14+MATCH($K$299,'Pick Lists'!$B$17:$B$25,0),FALSE)))))","v":0},null,null,{"$f":"K311*IF($K$299='Pick Lists'!$B$17,Conversions!$K$56,VLOOKUP(VLOOKUP('Data Input'!$H$259,'Pick Lists'!$B$92:$C$146,2,FALSE),'Fuel EFs'!$B$7:$X$59,14+MATCH($K$299,'Pick Lists'!$B$17:$B$25,0),FALSE))","v":{"$error":"#N/A"}},null,{"$f":"AND(ISNUMBER(B311),B311>=AdoptionYear,B311<=YearImpact)","v":false}]
[null,2020,{"$f":"IF(AND(Section2Trigger=RenewableElectricity,ElecReplFuel='Pick Lists'!$B$51,Ren1EnterDefault2='Pick Lists'!$B$265),'Data Input'!H59,0)","v":0},{"$f":"IF(AND(Section2Trigger=RenewableElectricity,ElecReplFuel='Pick Lists'!$B$51,OR(Ren1EnterDefault='Pick Lists'!$B$282,Ren1EnterDefault2='Pick Lists'!$B$288)),C24,0)","v":0},{"$f":"IF(AND(Section2Trigger=RenewableElectricity,ElecReplFuel='Pick Lists'!$B$52,Ren2EnterDefault2='Pick Lists'!$B$265),'Data Input'!H130,0)","v":0},{"$f":"IF(AND(Section2Trigger=RenewableElectricity,ElecReplFuel='Pick Lists'!$B$52,OR(Ren2EnterDefault='Pick Lists'!$B$282,Ren2EnterDefault2='Pick Lists'!$B$288)),C99,0)","v":0},{"$f":"IF(AND(Section2Trigger=FuelSwitching,FSEnterDefault2='Pick Lists'!$B$265),'Data Input'!H205,0)","v":0},{"$f":"IF(AND(Section2Trigger=FuelSwitching,OR(FSEnterDefault='Pick Lists'!$B$282,FSEnterDefault2='Pick Lists'!$B$288)),C171,0)","v":0},{"$f":"IF(AND(Section2Trigger=EnergyEfficiency,EEEnterDefault2='Pick Lists'!$B$265),'Data Input'!H284,0)","v":0},{"$f":"IF(AND(Section2Trigger=EnergyEfficiency,OR(EEEnterDefault='Pick Lists'!$B$283,EEEnterDefault2='Pick Lists'!$B$289)),C244,0)","v":0},0,0,0,2020.5,{"$f":"IF(AND(Section2Trigger=EnergyEfficiency,OR(EEEnterDefault='Pick Lists'!$B$283,EEEnterDefault2='Pick Lists'!$B$289)),E244,I312)","v":0},null,2020,{"$f":"IF(C312=0,0,C312*IF($C$299='Pick Lists'!$B$17,Conversions!$K$56,VLOOKUP(VLOOKUP('Data Input'!$H$40,'Pick Lists'!$B$92:$C$146,2,FALSE),'Fuel EFs'!$B$7:$X$59,14+MATCH($C$299,'Pick Lists'!$B$17:$B$25,0),FALSE)))","v":0},{"$f":"IF(D312=0,0,D312*IF($D$299='Pick Lists'!$B$17,Conversions!$K$56,VLOOKUP(VLOOKUP('Data Input'!$H$40,'Pick Lists'!$B$92:$C$146,2,FALSE),'Fuel EFs'!$B$7:$X$59,14+MATCH($D$299,'Pick Lists'!$B$17:$B$25,0),FALSE)))","v":0},{"$f":"IF($E$299='Pick Lists'!$B$63,DataProjection!E312*Conversions!$E$49,E312)","v":0},{"$f":"IF($F$299='Pick Lists'!$B$63,DataProjection!F312*Conversions!$E$49,F312)","v":0},{"$f":"IF(G312=0,0,G312*IF($G$299='Pick Lists'!$B$17,Conversions!$K$56,VLOOKUP(VLOOKUP('Data Input'!$H$186,'Pick Lists'!$B$92:$C$146,2,FALSE),'Fuel EFs'!$B$7:$X$59,14+MATCH($G$299,'Pick Lists'!$B$17:$B$25,0),FALSE)))","v":0},{"$f":"IF(H312=0,0,H312*IF($H$299='Pick Lists'!$B$17,Conversions!$K$56,VLOOKUP(VLOOKUP('Data Input'!$H$186,'Pick Lists'!$B$92:$C$146,2,FALSE),'Fuel EFs'!$B$7:$X$59,14+MATCH($H$299,'Pick Lists'!$B$17:$B$25,0),FALSE)))","v":0},{"$f":"IF(I312=0,0,I312*IF($I$299='Pick Lists'!$B$64,Conversions!$F$51,IF($I$299='Pick Lists'!$B$63,Conversions!$F$50,IF($I$299='Pick Lists'!$B$17,Conversions!$K$56,VLOOKUP(VLOOKUP('Data Input'!$H$259,'Pick Lists'!$B$92:$C$146,2,FALSE),'Fuel EFs'!$B$7:$X$59,14+MATCH($I$299,'Pick Lists'!$B$17:$B$25,0),FALSE)))))","v":0},{"$f":"IF(J312=0,0,J312*IF($J$299='Pick Lists'!$B$64,Conversions!$F$51,IF($J$299='Pick Lists'!$B$63,Conversions!$F$50,IF($J$299='Pick Lists'!$B$17,Conversions!$K$56,VLOOKUP(VLOOKUP('Data Input'!$H$259,'Pick Lists'!$B$92:$C$146,2,FALSE),'Fuel EFs'!$B$7:$X$59,14+MATCH($J$299,'Pick Lists'!$B$17:$B$25,0),FALSE)))))","v":0},0,{"$f":"IF(O312=0,0,O312*IF($K$299='Pick Lists'!$B$64,Conversions!$F$51,IF($K$299='Pick Lists'!$B$63,Conversions!$F$50,IF($K$299='Pick Lists'!$B$17,Conversions!$K$56,VLOOKUP(VLOOKUP('Data Input'!$H$259,'Pick Lists'!$B$92:$C$146,2,FALSE),'Fuel EFs'!$B$7:$X$59,14+MATCH($K$299,'Pick Lists'!$B$17:$B$25,0),FALSE)))))","v":0},null,null,{"$f":"K312*IF($K$299='Pick Lists'!$B$17,Conversions!$K$56,VLOOKUP(VLOOKUP('Data Input'!$H$259,'Pick Lists'!$B$92:$C$146,2,FALSE),'Fuel EFs'!$B$7:$X$59,14+MATCH($K$299,'Pick Lists'!$B$17:$B$25,0),FALSE))","v":{"$error":"#N/A"}},null,{"$f":"AND(ISNUMBER(B312),B312>=AdoptionYear,B312<=YearImpact)","v":false}]
[null,2021,{"$f":"IF(AND(Section2Trigger=RenewableElectricity,ElecReplFuel='Pick Lists'!$B$51,Ren1EnterDefault2='Pick Lists'!$B$265),'Data Input'!H60,0)","v":0},{"$f":"IF(AND(Section2Trigger=RenewableElectricity,ElecReplFuel='Pick Lists'!$B$51,OR(Ren1EnterDefault='Pick Lists'!$B$282,Ren1EnterDefault2='Pick Lists'!$B$288)),C25,0)","v":0},{"$f":"IF(AND(Section2Trigger=RenewableElectricity,ElecReplFuel='Pick Lists'!$B$52,Ren2EnterDefault2='Pick Lists'!$B$265),'Data Input'!H131,0)","v":0},{"$f":"IF(AND(Section2Trigger=RenewableElectricity,ElecReplFuel='Pick Lists'!$B$52,OR(Ren2EnterDefault='Pick Lists'!$B$282,Ren2EnterDefault2='Pick Lists'!$B$288)),C100,0)","v":0},{"$f":"IF(AND(Section2Trigger=FuelSwitching,FSEnterDefault2='Pick Lists'!$B$265),'Data Input'!H206,0)","v":0},{"$f":"IF(AND(Section2Trigger=FuelSwitching,OR(FSEnterDefault='Pick Lists'!$B$282,FSEnterDefault2='Pick Lists'!$B$288)),C172,0)","v":0},{"$f":"IF(AND(Section2Trigger=EnergyEfficiency,EEEnterDefault2='Pick Lists'!$B$265),'Data Input'!H285,0)","v":0},{"$f":"IF(AND(Section2Trigger=EnergyEfficiency,OR(EEEnterDefault='Pick Lists'!$B$283,EEEnterDefault2='Pick Lists'!$B$289)),C245,0)","v":0},0,0,0,2021.5,{"$f":"IF(AND(Section2Trigger=EnergyEfficiency,OR(EEEnterDefault='Pick Lists'!$B$283,EEEnterDefault2='Pick Lists'!$B$289)),E245,I313)","v":0},null,2021,{"$f":"IF(C313=0,0,C313*IF($C$299='Pick Lists'!$B$17,Conversions!$K$56,VLOOKUP(VLOOKUP('Data Input'!$H$40,'Pick Lists'!$B$92:$C$146,2,FALSE),'Fuel EFs'!$B$7:$X$59,14+MATCH($C$299,'Pick Lists'!$B$17:$B$25,0),FALSE)))","v":0},{"$f":"IF(D313=0,0,D313*IF($D$299='Pick Lists'!$B$17,Conversions!$K$56,VLOOKUP(VLOOKUP('Data Input'!$H$40,'Pick Lists'!$B$92:$C$146,2,FALSE),'Fuel EFs'!$B$7:$X$59,14+MATCH($D$299,'Pick Lists'!$B$17:$B$25,0),FALSE)))","v":0},{"$f":"IF($E$299='Pick Lists'!$B$63,DataProjection!E313*Conversions!$E$49,E313)","v":0},{"$f":"IF($F$299='Pick Lists'!$B$63,DataProjection!F313*Conversions!$E$49,F313)","v":0},{"$f":"IF(G313=0,0,G313*IF($G$299='Pick Lists'!$B$17,Conversions!$K$56,VLOOKUP(VLOOKUP('Data Input'!$H$186,'Pick Lists'!$B$92:$C$146,2,FALSE),'Fuel EFs'!$B$7:$X$59,14+MATCH($G$299,'Pick Lists'!$B$17:$B$25,0),FALSE)))","v":0},{"$f":"IF(H313=0,0,H313*IF($H$299='Pick Lists'!$B$17,Conversions!$K$56,VLOOKUP(VLOOKUP('Data Input'!$H$186,'Pick Lists'!$B$92:$C$146,2,FALSE),'Fuel EFs'!$B$7:$X$59,14+MATCH($H$299,'Pick Lists'!$B$17:$B$25,0),FALSE)))","v":0},{"$f":"IF(I313=0,0,I313*IF($I$299='Pick Lists'!$B$64,Conversions!$F$51,IF($I$299='Pick Lists'!$B$63,Conversions!$F$50,IF($I$299='Pick Lists'!$B$17,Conversions!$K$56,VLOOKUP(VLOOKUP('Data Input'!$H$259,'Pick Lists'!$B$92:$C$146,2,FALSE),'Fuel EFs'!$B$7:$X$59,14+MATCH($I$299,'Pick Lists'!$B$17:$B$25,0),FALSE)))))","v":0},{"$f":"IF(J313=0,0,J313*IF($J$299='Pick Lists'!$B$64,Conversions!$F$51,IF($J$299='Pick Lists'!$B$63,Conversions!$F$50,IF($J$299='Pick Lists'!$B$17,Conversions!$K$56,VLOOKUP(VLOOKUP('Data Input'!$H$259,'Pick Lists'!$B$92:$C$146,2,FALSE),'Fuel EFs'!$B$7:$X$59,14+MATCH($J$299,'Pick Lists'!$B$17:$B$25,0),FALSE)))))","v":0},0,{"$f":"IF(O313=0,0,O313*IF($K$299='Pick Lists'!$B$64,Conversions!$F$51,IF($K$299='Pick Lists'!$B$63,Conversions!$F$50,IF($K$299='Pick Lists'!$B$17,Conversions!$K$56,VLOOKUP(VLOOKUP('Data Input'!$H$259,'Pick Lists'!$B$92:$C$146,2,FALSE),'Fuel EFs'!$B$7:$X$59,14+MATCH($K$299,'Pick Lists'!$B$17:$B$25,0),FALSE)))))","v":0},null,null,{"$f":"K313*IF($K$299='Pick Lists'!$B$17,Conversions!$K$56,VLOOKUP(VLOOKUP('Data Input'!$H$259,'Pick Lists'!$B$92:$C$146,2,FALSE),'Fuel EFs'!$B$7:$X$59,14+MATCH($K$299,'Pick Lists'!$B$17:$B$25,0),FALSE))","v":{"$error":"#N/A"}},null,{"$f":"AND(ISNUMBER(B313),B313>=AdoptionYear,B313<=YearImpact)","v":false}]
[null,2022,{"$f":"IF(AND(Section2Trigger=RenewableElectricity,ElecReplFuel='Pick Lists'!$B$51,Ren1EnterDefault2='Pick Lists'!$B$265),'Data Input'!H61,0)","v":0},{"$f":"IF(AND(Section2Trigger=RenewableElectricity,ElecReplFuel='Pick Lists'!$B$51,OR(Ren1EnterDefault='Pick Lists'!$B$282,Ren1EnterDefault2='Pick Lists'!$B$288)),C26,0)","v":0},{"$f":"IF(AND(Section2Trigger=RenewableElectricity,ElecReplFuel='Pick Lists'!$B$52,Ren2EnterDefault2='Pick Lists'!$B$265),'Data Input'!H132,0)","v":0},{"$f":"IF(AND(Section2Trigger=RenewableElectricity,ElecReplFuel='Pick Lists'!$B$52,OR(Ren2EnterDefault='Pick Lists'!$B$282,Ren2EnterDefault2='Pick Lists'!$B$288)),C101,0)","v":0},{"$f":"IF(AND(Section2Trigger=FuelSwitching,FSEnterDefault2='Pick Lists'!$B$265),'Data Input'!H207,0)","v":0},{"$f":"IF(AND(Section2Trigger=FuelSwitching,OR(FSEnterDefault='Pick Lists'!$B$282,FSEnterDefault2='Pick Lists'!$B$288)),C173,0)","v":0},{"$f":"IF(AND(Section2Trigger=EnergyEfficiency,EEEnterDefault2='Pick Lists'!$B$265),'Data Input'!H286,0)","v":0},{"$f":"IF(AND(Section2Trigger=EnergyEfficiency,OR(EEEnterDefault='Pick Lists'!$B$283,EEEnterDefault2='Pick Lists'!$B$289)),C246,0)","v":0},0,0,0,2022.5,{"$f":"IF(AND(Section2Trigger=EnergyEfficiency,OR(EEEnterDefault='Pick Lists'!$B$283,EEEnterDefault2='Pick Lists'!$B$289)),E246,I314)","v":0},null,2022,{"$f":"IF(C314=0,0,C314*IF($C$299='Pick Lists'!$B$17,Conversions!$K$56,VLOOKUP(VLOOKUP('Data Input'!$H$40,'Pick Lists'!$B$92:$C$146,2,FALSE),'Fuel EFs'!$B$7:$X$59,14+MATCH($C$299,'Pick Lists'!$B$17:$B$25,0),FALSE)))","v":0},{"$f":"IF(D314=0,0,D314*IF($D$299='Pick Lists'!$B$17,Conversions!$K$56,VLOOKUP(VLOOKUP('Data Input'!$H$40,'Pick Lists'!$B$92:$C$146,2,FALSE),'Fuel EFs'!$B$7:$X$59,14+MATCH($D$299,'Pick Lists'!$B$17:$B$25,0),FALSE)))","v":0},{"$f":"IF($E$299='Pick Lists'!$B$63,DataProjection!E314*Conversions!$E$49,E314)","v":0},{"$f":"IF($F$299='Pick Lists'!$B$63,DataProjection!F314*Conversions!$E$49,F314)","v":0},{"$f":"IF(G314=0,0,G314*IF($G$299='Pick Lists'!$B$17,Conversions!$K$56,VLOOKUP(VLOOKUP('Data Input'!$H$186,'Pick Lists'!$B$92:$C$146,2,FALSE),'Fuel EFs'!$B$7:$X$59,14+MATCH($G$299,'Pick Lists'!$B$17:$B$25,0),FALSE)))","v":0},{"$f":"IF(H314=0,0,H314*IF($H$299='Pick Lists'!$B$17,Conversions!$K$56,VLOOKUP(VLOOKUP('Data Input'!$H$186,'Pick Lists'!$B$92:$C$146,2,FALSE),'Fuel EFs'!$B$7:$X$59,14+MATCH($H$299,'Pick Lists'!$B$17:$B$25,0),FALSE)))","v":0},{"$f":"IF(I314=0,0,I314*IF($I$299='Pick Lists'!$B$64,Conversions!$F$51,IF($I$299='Pick Lists'!$B$63,Conversions!$F$50,IF($I$299='Pick Lists'!$B$17,Conversions!$K$56,VLOOKUP(VLOOKUP('Data Input'!$H$259,'Pick Lists'!$B$92:$C$146,2,FALSE),'Fuel EFs'!$B$7:$X$59,14+MATCH($I$299,'Pick Lists'!$B$17:$B$25,0),FALSE)))))","v":0},{"$f":"IF(J314=0,0,J314*IF($J$299='Pick Lists'!$B$64,Conversions!$F$51,IF($J$299='Pick Lists'!$B$63,Conversions!$F$50,IF($J$299='Pick Lists'!$B$17,Conversions!$K$56,VLOOKUP(VLOOKUP('Data Input'!$H$259,'Pick Lists'!$B$92:$C$146,2,FALSE),'Fuel EFs'!$B$7:$X$59,14+MATCH($J$299,'Pick Lists'!$B$17:$B$25,0),FALSE)))))","v":0},0,{"$f":"IF(O314=0,0,O314*IF($K$299='Pick Lists'!$B$64,Conversions!$F$51,IF($K$299='Pick Lists'!$B$63,Conversions!$F$50,IF($K$299='Pick Lists'!$B$17,Conversions!$K$56,VLOOKUP(VLOOKUP('Data Input'!$H$259,'Pick Lists'!$B$92:$C$146,2,FALSE),'Fuel EFs'!$B$7:$X$59,14+MATCH($K$299,'Pick Lists'!$B$17:$B$25,0),FALSE)))))","v":0},null,null,{"$f":"K314*IF($K$299='Pick Lists'!$B$17,Conversions!$K$56,VLOOKUP(VLOOKUP('Data Input'!$H$259,'Pick Lists'!$B$92:$C$146,2,FALSE),'Fuel EFs'!$B$7:$X$59,14+MATCH($K$299,'Pick Lists'!$B$17:$B$25,0),FALSE))","v":{"$error":"#N/A"}},null,{"$f":"AND(ISNUMBER(B314),B314>=AdoptionYear,B314<=YearImpact)","v":false}]
[null,2023,{"$f":"IF(AND(Section2Trigger=RenewableElectricity,ElecReplFuel='Pick Lists'!$B$51,Ren1EnterDefault2='Pick Lists'!$B$265),'Data Input'!H62,0)","v":0},{"$f":"IF(AND(Section2Trigger=RenewableElectricity,ElecReplFuel='Pick Lists'!$B$51,OR(Ren1EnterDefault='Pick Lists'!$B$282,Ren1EnterDefault2='Pick Lists'!$B$288)),C27,0)","v":0},{"$f":"IF(AND(Section2Trigger=RenewableElectricity,ElecReplFuel='Pick Lists'!$B$52,Ren2EnterDefault2='Pick Lists'!$B$265),'Data Input'!H133,0)","v":0},{"$f":"IF(AND(Section2Trigger=RenewableElectricity,ElecReplFuel='Pick Lists'!$B$52,OR(Ren2EnterDefault='Pick Lists'!$B$282,Ren2EnterDefault2='Pick Lists'!$B$288)),C102,0)","v":0},{"$f":"IF(AND(Section2Trigger=FuelSwitching,FSEnterDefault2='Pick Lists'!$B$265),'Data Input'!H208,0)","v":0},{"$f":"IF(AND(Section2Trigger=FuelSwitching,OR(FSEnterDefault='Pick Lists'!$B$282,FSEnterDefault2='Pick Lists'!$B$288)),C174,0)","v":0},{"$f":"IF(AND(Section2Trigger=EnergyEfficiency,EEEnterDefault2='Pick Lists'!$B$265),'Data Input'!H287,0)","v":0},{"$f":"IF(AND(Section2Trigger=EnergyEfficiency,OR(EEEnterDefault='Pick Lists'!$B$283,EEEnterDefault2='Pick Lists'!$B$289)),C247,0)","v":0},0,0,0,2023.5,{"$f":"IF(AND(Section2Trigger=EnergyEfficiency,OR(EEEnterDefault='Pick Lists'!$B$283,EEEnterDefault2='Pick Lists'!$B$289)),E247,I315)","v":0},null,2023,{"$f":"IF(C315=0,0,C315*IF($C$299='Pick Lists'!$B$17,Conversions!$K$56,VLOOKUP(VLOOKUP('Data Input'!$H$40,'Pick Lists'!$B$92:$C$146,2,FALSE),'Fuel EFs'!$B$7:$X$59,14+MATCH($C$299,'Pick Lists'!$B$17:$B$25,0),FALSE)))","v":0},{"$f":"IF(D315=0,0,D315*IF($D$299='Pick Lists'!$B$17,Conversions!$K$56,VLOOKUP(VLOOKUP('Data Input'!$H$40,'Pick Lists'!$B$92:$C$146,2,FALSE),'Fuel EFs'!$B$7:$X$59,14+MATCH($D$299,'Pick Lists'!$B$17:$B$25,0),FALSE)))","v":0},{"$f":"IF($E$299='Pick Lists'!$B$63,DataProjection!E315*Conversions!$E$49,E315)","v":0},{"$f":"IF($F$299='Pick Lists'!$B$63,DataProjection!F315*Conversions!$E$49,F315)","v":0},{"$f":"IF(G315=0,0,G315*IF($G$299='Pick Lists'!$B$17,Conversions!$K$56,VLOOKUP(VLOOKUP('Data Input'!$H$186,'Pick Lists'!$B$92:$C$146,2,FALSE),'Fuel EFs'!$B$7:$X$59,14+MATCH($G$299,'Pick Lists'!$B$17:$B$25,0),FALSE)))","v":0},{"$f":"IF(H315=0,0,H315*IF($H$299='Pick Lists'!$B$17,Conversions!$K$56,VLOOKUP(VLOOKUP('Data Input'!$H$186,'Pick Lists'!$B$92:$C$146,2,FALSE),'Fuel EFs'!$B$7:$X$59,14+MATCH($H$299,'Pick Lists'!$B$17:$B$25,0),FALSE)))","v":0},{"$f":"IF(I315=0,0,I315*IF($I$299='Pick Lists'!$B$64,Conversions!$F$51,IF($I$299='Pick Lists'!$B$63,Conversions!$F$50,IF($I$299='Pick Lists'!$B$17,Conversions!$K$56,VLOOKUP(VLOOKUP('Data Input'!$H$259,'Pick Lists'!$B$92:$C$146,2,FALSE),'Fuel EFs'!$B$7:$X$59,14+MATCH($I$299,'Pick Lists'!$B$17:$B$25,0),FALSE)))))","v":0},{"$f":"IF(J315=0,0,J315*IF($J$299='Pick Lists'!$B$64,Conversions!$F$51,IF($J$299='Pick Lists'!$B$63,Conversions!$F$50,IF($J$299='Pick Lists'!$B$17,Conversions!$K$56,VLOOKUP(VLOOKUP('Data Input'!$H$259,'Pick Lists'!$B$92:$C$146,2,FALSE),'Fuel EFs'!$B$7:$X$59,14+MATCH($J$299,'Pick Lists'!$B$17:$B$25,0),FALSE)))))","v":0},0,{"$f":"IF(O315=0,0,O315*IF($K$299='Pick Lists'!$B$64,Conversions!$F$51,IF($K$299='Pick Lists'!$B$63,Conversions!$F$50,IF($K$299='Pick Lists'!$B$17,Conversions!$K$56,VLOOKUP(VLOOKUP('Data Input'!$H$259,'Pick Lists'!$B$92:$C$146,2,FALSE),'Fuel EFs'!$B$7:$X$59,14+MATCH($K$299,'Pick Lists'!$B$17:$B$25,0),FALSE)))))","v":0},null,null,{"$f":"K315*IF($K$299='Pick Lists'!$B$17,Conversions!$K$56,VLOOKUP(VLOOKUP('Data Input'!$H$259,'Pick Lists'!$B$92:$C$146,2,FALSE),'Fuel EFs'!$B$7:$X$59,14+MATCH($K$299,'Pick Lists'!$B$17:$B$25,0),FALSE))","v":{"$error":"#N/A"}},null,{"$f":"AND(ISNUMBER(B315),B315>=AdoptionYear,B315<=YearImpact)","v":false}]
[null,2024,{"$f":"IF(AND(Section2Trigger=RenewableElectricity,ElecReplFuel='Pick Lists'!$B$51,Ren1EnterDefault2='Pick Lists'!$B$265),'Data Input'!H63,0)","v":0},{"$f":"IF(AND(Section2Trigger=RenewableElectricity,ElecReplFuel='Pick Lists'!$B$51,OR(Ren1EnterDefault='Pick Lists'!$B$282,Ren1EnterDefault2='Pick Lists'!$B$288)),C28,0)","v":0},{"$f":"IF(AND(Section2Trigger=RenewableElectricity,ElecReplFuel='Pick Lists'!$B$52,Ren2EnterDefault2='Pick Lists'!$B$265),'Data Input'!H134,0)","v":0},{"$f":"IF(AND(Section2Trigger=RenewableElectricity,ElecReplFuel='Pick Lists'!$B$52,OR(Ren2EnterDefault='Pick Lists'!$B$282,Ren2EnterDefault2='Pick Lists'!$B$288)),C103,0)","v":0},{"$f":"IF(AND(Section2Trigger=FuelSwitching,FSEnterDefault2='Pick Lists'!$B$265),'Data Input'!H209,0)","v":0},{"$f":"IF(AND(Section2Trigger=FuelSwitching,OR(FSEnterDefault='Pick Lists'!$B$282,FSEnterDefault2='Pick Lists'!$B$288)),C175,0)","v":0},{"$f":"IF(AND(Section2Trigger=EnergyEfficiency,EEEnterDefault2='Pick Lists'!$B$265),'Data Input'!H288,0)","v":0},{"$f":"IF(AND(Section2Trigger=EnergyEfficiency,OR(EEEnterDefault='Pick Lists'!$B$283,EEEnterDefault2='Pick Lists'!$B$289)),C248,0)","v":0},0,0,0,2024.5,{"$f":"IF(AND(Section2Trigger=EnergyEfficiency,OR(EEEnterDefault='Pick Lists'!$B$283,EEEnterDefault2='Pick Lists'!$B$289)),E248,I316)","v":0},null,2024,{"$f":"IF(C316=0,0,C316*IF($C$299='Pick Lists'!$B$17,Conversions!$K$56,VLOOKUP(VLOOKUP('Data Input'!$H$40,'Pick Lists'!$B$92:$C$146,2,FALSE),'Fuel EFs'!$B$7:$X$59,14+MATCH($C$299,'Pick Lists'!$B$17:$B$25,0),FALSE)))","v":0},{"$f":"IF(D316=0,0,D316*IF($D$299='Pick Lists'!$B$17,Conversions!$K$56,VLOOKUP(VLOOKUP('Data Input'!$H$40,'Pick Lists'!$B$92:$C$146,2,FALSE),'Fuel EFs'!$B$7:$X$59,14+MATCH($D$299,'Pick Lists'!$B$17:$B$25,0),FALSE)))","v":0},{"$f":"IF($E$299='Pick Lists'!$B$63,DataProjection!E316*Conversions!$E$49,E316)","v":0},{"$f":"IF($F$299='Pick Lists'!$B$63,DataProjection!F316*Conversions!$E$49,F316)","v":0},{"$f":"IF(G316=0,0,G316*IF($G$299='Pick Lists'!$B$17,Conversions!$K$56,VLOOKUP(VLOOKUP('Data Input'!$H$186,'Pick Lists'!$B$92:$C$146,2,FALSE),'Fuel EFs'!$B$7:$X$59,14+MATCH($G$299,'Pick Lists'!$B$17:$B$25,0),FALSE)))","v":0},{"$f":"IF(H316=0,0,H316*IF($H$299='Pick Lists'!$B$17,Conversions!$K$56,VLOOKUP(VLOOKUP('Data Input'!$H$186,'Pick Lists'!$B$92:$C$146,2,FALSE),'Fuel EFs'!$B$7:$X$59,14+MATCH($H$299,'Pick Lists'!$B$17:$B$25,0),FALSE)))","v":0},{"$f":"IF(I316=0,0,I316*IF($I$299='Pick Lists'!$B$64,Conversions!$F$51,IF($I$299='Pick Lists'!$B$63,Conversions!$F$50,IF($I$299='Pick Lists'!$B$17,Conversions!$K$56,VLOOKUP(VLOOKUP('Data Input'!$H$259,'Pick Lists'!$B$92:$C$146,2,FALSE),'Fuel EFs'!$B$7:$X$59,14+MATCH($I$299,'Pick Lists'!$B$17:$B$25,0),FALSE)))))","v":0},{"$f":"IF(J316=0,0,J316*IF($J$299='Pick Lists'!$B$64,Conversions!$F$51,IF($J$299='Pick Lists'!$B$63,Conversions!$F$50,IF($J$299='Pick Lists'!$B$17,Conversions!$K$56,VLOOKUP(VLOOKUP('Data Input'!$H$259,'Pick Lists'!$B$92:$C$146,2,FALSE),'Fuel EFs'!$B$7:$X$59,14+MATCH($J$299,'Pick Lists'!$B$17:$B$25,0),FALSE)))))","v":0},0,{"$f":"IF(O316=0,0,O316*IF($K$299='Pick Lists'!$B$64,Conversions!$F$51,IF($K$299='Pick Lists'!$B$63,Conversions!$F$50,IF($K$299='Pick Lists'!$B$17,Conversions!$K$56,VLOOKUP(VLOOKUP('Data Input'!$H$259,'Pick Lists'!$B$92:$C$146,2,FALSE),'Fuel EFs'!$B$7:$X$59,14+MATCH($K$299,'Pick Lists'!$B$17:$B$25,0),FALSE)))))","v":0},null,null,{"$f":"K316*IF($K$299='Pick Lists'!$B$17,Conversions!$K$56,VLOOKUP(VLOOKUP('Data Input'!$H$259,'Pick Lists'!$B$92:$C$146,2,FALSE),'Fuel EFs'!$B$7:$X$59,14+MATCH($K$299,'Pick Lists'!$B$17:$B$25,0),FALSE))","v":{"$error":"#N/A"}},null,{"$f":"AND(ISNUMBER(B316),B316>=AdoptionYear,B316<=YearImpact)","v":false}]
[null,2025,{"$f":"IF(AND(Section2Trigger=RenewableElectricity,ElecReplFuel='Pick Lists'!$B$51,Ren1EnterDefault2='Pick Lists'!$B$265),'Data Input'!H64,0)","v":0},{"$f":"IF(AND(Section2Trigger=RenewableElectricity,ElecReplFuel='Pick Lists'!$B$51,OR(Ren1EnterDefault='Pick Lists'!$B$282,Ren1EnterDefault2='Pick Lists'!$B$288)),C29,0)","v":0},{"$f":"IF(AND(Section2Trigger=RenewableElectricity,ElecReplFuel='Pick Lists'!$B$52,Ren2EnterDefault2='Pick Lists'!$B$265),'Data Input'!H135,0)","v":0},{"$f":"IF(AND(Section2Trigger=RenewableElectricity,ElecReplFuel='Pick Lists'!$B$52,OR(Ren2EnterDefault='Pick Lists'!$B$282,Ren2EnterDefault2='Pick Lists'!$B$288)),C104,0)","v":0},{"$f":"IF(AND(Section2Trigger=FuelSwitching,FSEnterDefault2='Pick Lists'!$B$265),'Data Input'!H210,0)","v":0},{"$f":"IF(AND(Section2Trigger=FuelSwitching,OR(FSEnterDefault='Pick Lists'!$B$282,FSEnterDefault2='Pick Lists'!$B$288)),C176,0)","v":0},{"$f":"IF(AND(Section2Trigger=EnergyEfficiency,EEEnterDefault2='Pick Lists'!$B$265),'Data Input'!H289,0)","v":0},{"$f":"IF(AND(Section2Trigger=EnergyEfficiency,OR(EEEnterDefault='Pick Lists'!$B$283,EEEnterDefault2='Pick Lists'!$B$289)),C249,0)","v":0},0,0,0,2025.5,{"$f":"IF(AND(Section2Trigger=EnergyEfficiency,OR(EEEnterDefault='Pick Lists'!$B$283,EEEnterDefault2='Pick Lists'!$B$289)),E249,I317)","v":0},null,2025,{"$f":"IF(C317=0,0,C317*IF($C$299='Pick Lists'!$B$17,Conversions!$K$56,VLOOKUP(VLOOKUP('Data Input'!$H$40,'Pick Lists'!$B$92:$C$146,2,FALSE),'Fuel EFs'!$B$7:$X$59,14+MATCH($C$299,'Pick Lists'!$B$17:$B$25,0),FALSE)))","v":0},{"$f":"IF(D317=0,0,D317*IF($D$299='Pick Lists'!$B$17,Conversions!$K$56,VLOOKUP(VLOOKUP('Data Input'!$H$40,'Pick Lists'!$B$92:$C$146,2,FALSE),'Fuel EFs'!$B$7:$X$59,14+MATCH($D$299,'Pick Lists'!$B$17:$B$25,0),FALSE)))","v":0},{"$f":"IF($E$299='Pick Lists'!$B$63,DataProjection!E317*Conversions!$E$49,E317)","v":0},{"$f":"IF($F$299='Pick Lists'!$B$63,DataProjection!F317*Conversions!$E$49,F317)","v":0},{"$f":"IF(G317=0,0,G317*IF($G$299='Pick Lists'!$B$17,Conversions!$K$56,VLOOKUP(VLOOKUP('Data Input'!$H$186,'Pick Lists'!$B$92:$C$146,2,FALSE),'Fuel EFs'!$B$7:$X$59,14+MATCH($G$299,'Pick Lists'!$B$17:$B$25,0),FALSE)))","v":0},{"$f":"IF(H317=0,0,H317*IF($H$299='Pick Lists'!$B$17,Conversions!$K$56,VLOOKUP(VLOOKUP('Data Input'!$H$186,'Pick Lists'!$B$92:$C$146,2,FALSE),'Fuel EFs'!$B$7:$X$59,14+MATCH($H$299,'Pick Lists'!$B$17:$B$25,0),FALSE)))","v":0},{"$f":"IF(I317=0,0,I317*IF($I$299='Pick Lists'!$B$64,Conversions!$F$51,IF($I$299='Pick Lists'!$B$63,Conversions!$F$50,IF($I$299='Pick Lists'!$B$17,Conversions!$K$56,VLOOKUP(VLOOKUP('Data Input'!$H$259,'Pick Lists'!$B$92:$C$146,2,FALSE),'Fuel EFs'!$B$7:$X$59,14+MATCH($I$299,'Pick Lists'!$B$17:$B$25,0),FALSE)))))","v":0},{"$f":"IF(J317=0,0,J317*IF($J$299='Pick Lists'!$B$64,Conversions!$F$51,IF($J$299='Pick Lists'!$B$63,Conversions!$F$50,IF($J$299='Pick Lists'!$B$17,Conversions!$K$56,VLOOKUP(VLOOKUP('Data Input'!$H$259,'Pick Lists'!$B$92:$C$146,2,FALSE),'Fuel EFs'!$B$7:$X$59,14+MATCH($J$299,'Pick Lists'!$B$17:$B$25,0),FALSE)))))","v":0},0,{"$f":"IF(O317=0,0,O317*IF($K$299='Pick Lists'!$B$64,Conversions!$F$51,IF($K$299='Pick Lists'!$B$63,Conversions!$F$50,IF($K$299='Pick Lists'!$B$17,Conversions!$K$56,VLOOKUP(VLOOKUP('Data Input'!$H$259,'Pick Lists'!$B$92:$C$146,2,FALSE),'Fuel EFs'!$B$7:$X$59,14+MATCH($K$299,'Pick Lists'!$B$17:$B$25,0),FALSE)))))","v":0},null,null,{"$f":"K317*IF($K$299='Pick Lists'!$B$17,Conversions!$K$56,VLOOKUP(VLOOKUP('Data Input'!$H$259,'Pick Lists'!$B$92:$C$146,2,FALSE),'Fuel EFs'!$B$7:$X$59,14+MATCH($K$299,'Pick Lists'!$B$17:$B$25,0),FALSE))","v":{"$error":"#N/A"}},null,{"$f":"AND(ISNUMBER(B317),B317>=AdoptionYear,B317<=YearImpact)","v":false}]
[null,2026,{"$f":"IF(AND(Section2Trigger=RenewableElectricity,ElecReplFuel='Pick Lists'!$B$51,Ren1EnterDefault2='Pick Lists'!$B$265),'Data Input'!H65,0)","v":0},{"$f":"IF(AND(Section2Trigger=RenewableElectricity,ElecReplFuel='Pick Lists'!$B$51,OR(Ren1EnterDefault='Pick Lists'!$B$282,Ren1EnterDefault2='Pick Lists'!$B$288)),C30,0)","v":0},{"$f":"IF(AND(Section2Trigger=RenewableElectricity,ElecReplFuel='Pick Lists'!$B$52,Ren2EnterDefault2='Pick Lists'!$B$265),'Data Input'!H136,0)","v":0},{"$f":"IF(AND(Section2Trigger=RenewableElectricity,ElecReplFuel='Pick Lists'!$B$52,OR(Ren2EnterDefault='Pick Lists'!$B$282,Ren2EnterDefault2='Pick Lists'!$B$288)),C105,0)","v":0},{"$f":"IF(AND(Section2Trigger=FuelSwitching,FSEnterDefault2='Pick Lists'!$B$265),'Data Input'!H211,0)","v":0},{"$f":"IF(AND(Section2Trigger=FuelSwitching,OR(FSEnterDefault='Pick Lists'!$B$282,FSEnterDefault2='Pick Lists'!$B$288)),C177,0)","v":0},{"$f":"IF(AND(Section2Trigger=EnergyEfficiency,EEEnterDefault2='Pick Lists'!$B$265),'Data Input'!H290,0)","v":0},{"$f":"IF(AND(Section2Trigger=EnergyEfficiency,OR(EEEnterDefault='Pick Lists'!$B$283,EEEnterDefault2='Pick Lists'!$B$289)),C250,0)","v":0},0,0,0,2026.5,{"$f":"IF(AND(Section2Trigger=EnergyEfficiency,OR(EEEnterDefault='Pick Lists'!$B$283,EEEnterDefault2='Pick Lists'!$B$289)),E250,I318)","v":0},null,2026,{"$f":"IF(C318=0,0,C318*IF($C$299='Pick Lists'!$B$17,Conversions!$K$56,VLOOKUP(VLOOKUP('Data Input'!$H$40,'Pick Lists'!$B$92:$C$146,2,FALSE),'Fuel EFs'!$B$7:$X$59,14+MATCH($C$299,'Pick Lists'!$B$17:$B$25,0),FALSE)))","v":0},{"$f":"IF(D318=0,0,D318*IF($D$299='Pick Lists'!$B$17,Conversions!$K$56,VLOOKUP(VLOOKUP('Data Input'!$H$40,'Pick Lists'!$B$92:$C$146,2,FALSE),'Fuel EFs'!$B$7:$X$59,14+MATCH($D$299,'Pick Lists'!$B$17:$B$25,0),FALSE)))","v":0},{"$f":"IF($E$299='Pick Lists'!$B$63,DataProjection!E318*Conversions!$E$49,E318)","v":0},{"$f":"IF($F$299='Pick Lists'!$B$63,DataProjection!F318*Conversions!$E$49,F318)","v":0},{"$f":"IF(G318=0,0,G318*IF($G$299='Pick Lists'!$B$17,Conversions!$K$56,VLOOKUP(VLOOKUP('Data Input'!$H$186,'Pick Lists'!$B$92:$C$146,2,FALSE),'Fuel EFs'!$B$7:$X$59,14+MATCH($G$299,'Pick Lists'!$B$17:$B$25,0),FALSE)))","v":0},{"$f":"IF(H318=0,0,H318*IF($H$299='Pick Lists'!$B$17,Conversions!$K$56,VLOOKUP(VLOOKUP('Data Input'!$H$186,'Pick Lists'!$B$92:$C$146,2,FALSE),'Fuel EFs'!$B$7:$X$59,14+MATCH($H$299,'Pick Lists'!$B$17:$B$25,0),FALSE)))","v":0},{"$f":"IF(I318=0,0,I318*IF($I$299='Pick Lists'!$B$64,Conversions!$F$51,IF($I$299='Pick Lists'!$B$63,Conversions!$F$50,IF($I$299='Pick Lists'!$B$17,Conversions!$K$56,VLOOKUP(VLOOKUP('Data Input'!$H$259,'Pick Lists'!$B$92:$C$146,2,FALSE),'Fuel EFs'!$B$7:$X$59,14+MATCH($I$299,'Pick Lists'!$B$17:$B$25,0),FALSE)))))","v":0},{"$f":"IF(J318=0,0,J318*IF($J$299='Pick Lists'!$B$64,Conversions!$F$51,IF($J$299='Pick Lists'!$B$63,Conversions!$F$50,IF($J$299='Pick Lists'!$B$17,Conversions!$K$56,VLOOKUP(VLOOKUP('Data Input'!$H$259,'Pick Lists'!$B$92:$C$146,2,FALSE),'Fuel EFs'!$B$7:$X$59,14+MATCH($J$299,'Pick Lists'!$B$17:$B$25,0),FALSE)))))","v":0},0,{"$f":"IF(O318=0,0,O318*IF($K$299='Pick Lists'!$B$64,Conversions!$F$51,IF($K$299='Pick Lists'!$B$63,Conversions!$F$50,IF($K$299='Pick Lists'!$B$17,Conversions!$K$56,VLOOKUP(VLOOKUP('Data Input'!$H$259,'Pick Lists'!$B$92:$C$146,2,FALSE),'Fuel EFs'!$B$7:$X$59,14+MATCH($K$299,'Pick Lists'!$B$17:$B$25,0),FALSE)))))","v":0},null,null,{"$f":"K318*IF($K$299='Pick Lists'!$B$17,Conversions!$K$56,VLOOKUP(VLOOKUP('Data Input'!$H$259,'Pick Lists'!$B$92:$C$146,2,FALSE),'Fuel EFs'!$B$7:$X$59,14+MATCH($K$299,'Pick Lists'!$B$17:$B$25,0),FALSE))","v":{"$error":"#N/A"}},null,{"$f":"AND(ISNUMBER(B318),B318>=AdoptionYear,B318<=YearImpact)","v":false}]
[null,2027,{"$f":"IF(AND(Section2Trigger=RenewableElectricity,ElecReplFuel='Pick Lists'!$B$51,Ren1EnterDefault2='Pick Lists'!$B$265),'Data Input'!H66,0)","v":0},{"$f":"IF(AND(Section2Trigger=RenewableElectricity,ElecReplFuel='Pick Lists'!$B$51,OR(Ren1EnterDefault='Pick Lists'!$B$282,Ren1EnterDefault2='Pick Lists'!$B$288)),C31,0)","v":0},{"$f":"IF(AND(Section2Trigger=RenewableElectricity,ElecReplFuel='Pick Lists'!$B$52,Ren2EnterDefault2='Pick Lists'!$B$265),'Data Input'!H137,0)","v":0},{"$f":"IF(AND(Section2Trigger=RenewableElectricity,ElecReplFuel='Pick Lists'!$B$52,OR(Ren2EnterDefault='Pick Lists'!$B$282,Ren2EnterDefault2='Pick Lists'!$B$288)),C106,0)","v":0},{"$f":"IF(AND(Section2Trigger=FuelSwitching,FSEnterDefault2='Pick Lists'!$B$265),'Data Input'!H212,0)","v":0},{"$f":"IF(AND(Section2Trigger=FuelSwitching,OR(FSEnterDefault='Pick Lists'!$B$282,FSEnterDefault2='Pick Lists'!$B$288)),C178,0)","v":0},{"$f":"IF(AND(Section2Trigger=EnergyEfficiency,EEEnterDefault2='Pick Lists'!$B$265),'Data Input'!H291,0)","v":0},{"$f":"IF(AND(Section2Trigger=EnergyEfficiency,OR(EEEnterDefault='Pick Lists'!$B$283,EEEnterDefault2='Pick Lists'!$B$289)),C251,0)","v":0},0,0,0,2027.5,{"$f":"IF(AND(Section2Trigger=EnergyEfficiency,OR(EEEnterDefault='Pick Lists'!$B$283,EEEnterDefault2='Pick Lists'!$B$289)),E251,I319)","v":0},null,2027,{"$f":"IF(C319=0,0,C319*IF($C$299='Pick Lists'!$B$17,Conversions!$K$56,VLOOKUP(VLOOKUP('Data Input'!$H$40,'Pick Lists'!$B$92:$C$146,2,FALSE),'Fuel EFs'!$B$7:$X$59,14+MATCH($C$299,'Pick Lists'!$B$17:$B$25,0),FALSE)))","v":0},{"$f":"IF(D319=0,0,D319*IF($D$299='Pick Lists'!$B$17,Conversions!$K$56,VLOOKUP(VLOOKUP('Data Input'!$H$40,'Pick Lists'!$B$92:$C$146,2,FALSE),'Fuel EFs'!$B$7:$X$59,14+MATCH($D$299,'Pick Lists'!$B$17:$B$25,0),FALSE)))","v":0},{"$f":"IF($E$299='Pick Lists'!$B$63,DataProjection!E319*Conversions!$E$49,E319)","v":0},{"$f":"IF($F$299='Pick Lists'!$B$63,DataProjection!F319*Conversions!$E$49,F319)","v":0},{"$f":"IF(G319=0,0,G319*IF($G$299='Pick Lists'!$B$17,Conversions!$K$56,VLOOKUP(VLOOKUP('Data Input'!$H$186,'Pick Lists'!$B$92:$C$146,2,FALSE),'Fuel EFs'!$B$7:$X$59,14+MATCH($G$299,'Pick Lists'!$B$17:$B$25,0),FALSE)))","v":0},{"$f":"IF(H319=0,0,H319*IF($H$299='Pick Lists'!$B$17,Conversions!$K$56,VLOOKUP(VLOOKUP('Data Input'!$H$186,'Pick Lists'!$B$92:$C$146,2,FALSE),'Fuel EFs'!$B$7:$X$59,14+MATCH($H$299,'Pick Lists'!$B$17:$B$25,0),FALSE)))","v":0},{"$f":"IF(I319=0,0,I319*IF($I$299='Pick Lists'!$B$64,Conversions!$F$51,IF($I$299='Pick Lists'!$B$63,Conversions!$F$50,IF($I$299='Pick Lists'!$B$17,Conversions!$K$56,VLOOKUP(VLOOKUP('Data Input'!$H$259,'Pick Lists'!$B$92:$C$146,2,FALSE),'Fuel EFs'!$B$7:$X$59,14+MATCH($I$299,'Pick Lists'!$B$17:$B$25,0),FALSE)))))","v":0},{"$f":"IF(J319=0,0,J319*IF($J$299='Pick Lists'!$B$64,Conversions!$F$51,IF($J$299='Pick Lists'!$B$63,Conversions!$F$50,IF($J$299='Pick Lists'!$B$17,Conversions!$K$56,VLOOKUP(VLOOKUP('Data Input'!$H$259,'Pick Lists'!$B$92:$C$146,2,FALSE),'Fuel EFs'!$B$7:$X$59,14+MATCH($J$299,'Pick Lists'!$B$17:$B$25,0),FALSE)))))","v":0},0,{"$f":"IF(O319=0,0,O319*IF($K$299='Pick Lists'!$B$64,Conversions!$F$51,IF($K$299='Pick Lists'!$B$63,Conversions!$F$50,IF($K$299='Pick Lists'!$B$17,Conversions!$K$56,VLOOKUP(VLOOKUP('Data Input'!$H$259,'Pick Lists'!$B$92:$C$146,2,FALSE),'Fuel EFs'!$B$7:$X$59,14+MATCH($K$299,'Pick Lists'!$B$17:$B$25,0),FALSE)))))","v":0},null,null,{"$f":"K319*IF($K$299='Pick Lists'!$B$17,Conversions!$K$56,VLOOKUP(VLOOKUP('Data Input'!$H$259,'Pick Lists'!$B$92:$C$146,2,FALSE),'Fuel EFs'!$B$7:$X$59,14+MATCH($K$299,'Pick Lists'!$B$17:$B$25,0),FALSE))","v":{"$error":"#N/A"}},null,{"$f":"AND(ISNUMBER(B319),B319>=AdoptionYear,B319<=YearImpact)","v":false}]
[null,2028,{"$f":"IF(AND(Section2Trigger=RenewableElectricity,ElecReplFuel='Pick Lists'!$B$51,Ren1EnterDefault2='Pick Lists'!$B$265),'Data Input'!H67,0)","v":0},{"$f":"IF(AND(Section2Trigger=RenewableElectricity,ElecReplFuel='Pick Lists'!$B$51,OR(Ren1EnterDefault='Pick Lists'!$B$282,Ren1EnterDefault2='Pick Lists'!$B$288)),C32,0)","v":0},{"$f":"IF(AND(Section2Trigger=RenewableElectricity,ElecReplFuel='Pick Lists'!$B$52,Ren2EnterDefault2='Pick Lists'!$B$265),'Data Input'!H138,0)","v":0},{"$f":"IF(AND(Section2Trigger=RenewableElectricity,ElecReplFuel='Pick Lists'!$B$52,OR(Ren2EnterDefault='Pick Lists'!$B$282,Ren2EnterDefault2='Pick Lists'!$B$288)),C107,0)","v":0},{"$f":"IF(AND(Section2Trigger=FuelSwitching,FSEnterDefault2='Pick Lists'!$B$265),'Data Input'!H213,0)","v":0},{"$f":"IF(AND(Section2Trigger=FuelSwitching,OR(FSEnterDefault='Pick Lists'!$B$282,FSEnterDefault2='Pick Lists'!$B$288)),C179,0)","v":0},{"$f":"IF(AND(Section2Trigger=EnergyEfficiency,EEEnterDefault2='Pick Lists'!$B$265),'Data Input'!H292,0)","v":0},{"$f":"IF(AND(Section2Trigger=EnergyEfficiency,OR(EEEnterDefault='Pick Lists'!$B$283,EEEnterDefault2='Pick Lists'!$B$289)),C252,0)","v":0},0,0,0,2028.5,{"$f":"IF(AND(Section2Trigger=EnergyEfficiency,OR(EEEnterDefault='Pick Lists'!$B$283,EEEnterDefault2='Pick Lists'!$B$289)),E252,I320)","v":0},null,2028,{"$f":"IF(C320=0,0,C320*IF($C$299='Pick Lists'!$B$17,Conversions!$K$56,VLOOKUP(VLOOKUP('Data Input'!$H$40,'Pick Lists'!$B$92:$C$146,2,FALSE),'Fuel EFs'!$B$7:$X$59,14+MATCH($C$299,'Pick Lists'!$B$17:$B$25,0),FALSE)))","v":0},{"$f":"IF(D320=0,0,D320*IF($D$299='Pick Lists'!$B$17,Conversions!$K$56,VLOOKUP(VLOOKUP('Data Input'!$H$40,'Pick Lists'!$B$92:$C$146,2,FALSE),'Fuel EFs'!$B$7:$X$59,14+MATCH($D$299,'Pick Lists'!$B$17:$B$25,0),FALSE)))","v":0},{"$f":"IF($E$299='Pick Lists'!$B$63,DataProjection!E320*Conversions!$E$49,E320)","v":0},{"$f":"IF($F$299='Pick Lists'!$B$63,DataProjection!F320*Conversions!$E$49,F320)","v":0},{"$f":"IF(G320=0,0,G320*IF($G$299='Pick Lists'!$B$17,Conversions!$K$56,VLOOKUP(VLOOKUP('Data Input'!$H$186,'Pick Lists'!$B$92:$C$146,2,FALSE),'Fuel EFs'!$B$7:$X$59,14+MATCH($G$299,'Pick Lists'!$B$17:$B$25,0),FALSE)))","v":0},{"$f":"IF(H320=0,0,H320*IF($H$299='Pick Lists'!$B$17,Conversions!$K$56,VLOOKUP(VLOOKUP('Data Input'!$H$186,'Pick Lists'!$B$92:$C$146,2,FALSE),'Fuel EFs'!$B$7:$X$59,14+MATCH($H$299,'Pick Lists'!$B$17:$B$25,0),FALSE)))","v":0},{"$f":"IF(I320=0,0,I320*IF($I$299='Pick Lists'!$B$64,Conversions!$F$51,IF($I$299='Pick Lists'!$B$63,Conversions!$F$50,IF($I$299='Pick Lists'!$B$17,Conversions!$K$56,VLOOKUP(VLOOKUP('Data Input'!$H$259,'Pick Lists'!$B$92:$C$146,2,FALSE),'Fuel EFs'!$B$7:$X$59,14+MATCH($I$299,'Pick Lists'!$B$17:$B$25,0),FALSE)))))","v":0},{"$f":"IF(J320=0,0,J320*IF($J$299='Pick Lists'!$B$64,Conversions!$F$51,IF($J$299='Pick Lists'!$B$63,Conversions!$F$50,IF($J$299='Pick Lists'!$B$17,Conversions!$K$56,VLOOKUP(VLOOKUP('Data Input'!$H$259,'Pick Lists'!$B$92:$C$146,2,FALSE),'Fuel EFs'!$B$7:$X$59,14+MATCH($J$299,'Pick Lists'!$B$17:$B$25,0),FALSE)))))","v":0},0,{"$f":"IF(O320=0,0,O320*IF($K$299='Pick Lists'!$B$64,Conversions!$F$51,IF($K$299='Pick Lists'!$B$63,Conversions!$F$50,IF($K$299='Pick Lists'!$B$17,Conversions!$K$56,VLOOKUP(VLOOKUP('Data Input'!$H$259,'Pick Lists'!$B$92:$C$146,2,FALSE),'Fuel EFs'!$B$7:$X$59,14+MATCH($K$299,'Pick Lists'!$B$17:$B$25,0),FALSE)))))","v":0},null,null,{"$f":"K320*IF($K$299='Pick Lists'!$B$17,Conversions!$K$56,VLOOKUP(VLOOKUP('Data Input'!$H$259,'Pick Lists'!$B$92:$C$146,2,FALSE),'Fuel EFs'!$B$7:$X$59,14+MATCH($K$299,'Pick Lists'!$B$17:$B$25,0),FALSE))","v":{"$error":"#N/A"}},null,{"$f":"AND(ISNUMBER(B320),B320>=AdoptionYear,B320<=YearImpact)","v":false}]
[null,2029,{"$f":"IF(AND(Section2Trigger=RenewableElectricity,ElecReplFuel='Pick Lists'!$B$51,Ren1EnterDefault2='Pick Lists'!$B$265),'Data Input'!H68,0)","v":0},{"$f":"IF(AND(Section2Trigger=RenewableElectricity,ElecReplFuel='Pick Lists'!$B$51,OR(Ren1EnterDefault='Pick Lists'!$B$282,Ren1EnterDefault2='Pick Lists'!$B$288)),C33,0)","v":0},{"$f":"IF(AND(Section2Trigger=RenewableElectricity,ElecReplFuel='Pick Lists'!$B$52,Ren2EnterDefault2='Pick Lists'!$B$265),'Data Input'!H139,0)","v":0},{"$f":"IF(AND(Section2Trigger=RenewableElectricity,ElecReplFuel='Pick Lists'!$B$52,OR(Ren2EnterDefault='Pick Lists'!$B$282,Ren2EnterDefault2='Pick Lists'!$B$288)),C108,0)","v":0},{"$f":"IF(AND(Section2Trigger=FuelSwitching,FSEnterDefault2='Pick Lists'!$B$265),'Data Input'!H214,0)","v":0},{"$f":"IF(AND(Section2Trigger=FuelSwitching,OR(FSEnterDefault='Pick Lists'!$B$282,FSEnterDefault2='Pick Lists'!$B$288)),C180,0)","v":0},{"$f":"IF(AND(Section2Trigger=EnergyEfficiency,EEEnterDefault2='Pick Lists'!$B$265),'Data Input'!H293,0)","v":0},{"$f":"IF(AND(Section2Trigger=EnergyEfficiency,OR(EEEnterDefault='Pick Lists'!$B$283,EEEnterDefault2='Pick Lists'!$B$289)),C253,0)","v":0},0,0,0,2029.5,{"$f":"IF(AND(Section2Trigger=EnergyEfficiency,OR(EEEnterDefault='Pick Lists'!$B$283,EEEnterDefault2='Pick Lists'!$B$289)),E253,I321)","v":0},null,2029,{"$f":"IF(C321=0,0,C321*IF($C$299='Pick Lists'!$B$17,Conversions!$K$56,VLOOKUP(VLOOKUP('Data Input'!$H$40,'Pick Lists'!$B$92:$C$146,2,FALSE),'Fuel EFs'!$B$7:$X$59,14+MATCH($C$299,'Pick Lists'!$B$17:$B$25,0),FALSE)))","v":0},{"$f":"IF(D321=0,0,D321*IF($D$299='Pick Lists'!$B$17,Conversions!$K$56,VLOOKUP(VLOOKUP('Data Input'!$H$40,'Pick Lists'!$B$92:$C$146,2,FALSE),'Fuel EFs'!$B$7:$X$59,14+MATCH($D$299,'Pick Lists'!$B$17:$B$25,0),FALSE)))","v":0},{"$f":"IF($E$299='Pick Lists'!$B$63,DataProjection!E321*Conversions!$E$49,E321)","v":0},{"$f":"IF($F$299='Pick Lists'!$B$63,DataProjection!F321*Conversions!$E$49,F321)","v":0},{"$f":"IF(G321=0,0,G321*IF($G$299='Pick Lists'!$B$17,Conversions!$K$56,VLOOKUP(VLOOKUP('Data Input'!$H$186,'Pick Lists'!$B$92:$C$146,2,FALSE),'Fuel EFs'!$B$7:$X$59,14+MATCH($G$299,'Pick Lists'!$B$17:$B$25,0),FALSE)))","v":0},{"$f":"IF(H321=0,0,H321*IF($H$299='Pick Lists'!$B$17,Conversions!$K$56,VLOOKUP(VLOOKUP('Data Input'!$H$186,'Pick Lists'!$B$92:$C$146,2,FALSE),'Fuel EFs'!$B$7:$X$59,14+MATCH($H$299,'Pick Lists'!$B$17:$B$25,0),FALSE)))","v":0},{"$f":"IF(I321=0,0,I321*IF($I$299='Pick Lists'!$B$64,Conversions!$F$51,IF($I$299='Pick Lists'!$B$63,Conversions!$F$50,IF($I$299='Pick Lists'!$B$17,Conversions!$K$56,VLOOKUP(VLOOKUP('Data Input'!$H$259,'Pick Lists'!$B$92:$C$146,2,FALSE),'Fuel EFs'!$B$7:$X$59,14+MATCH($I$299,'Pick Lists'!$B$17:$B$25,0),FALSE)))))","v":0},{"$f":"IF(J321=0,0,J321*IF($J$299='Pick Lists'!$B$64,Conversions!$F$51,IF($J$299='Pick Lists'!$B$63,Conversions!$F$50,IF($J$299='Pick Lists'!$B$17,Conversions!$K$56,VLOOKUP(VLOOKUP('Data Input'!$H$259,'Pick Lists'!$B$92:$C$146,2,FALSE),'Fuel EFs'!$B$7:$X$59,14+MATCH($J$299,'Pick Lists'!$B$17:$B$25,0),FALSE)))))","v":0},0,{"$f":"IF(O321=0,0,O321*IF($K$299='Pick Lists'!$B$64,Conversions!$F$51,IF($K$299='Pick Lists'!$B$63,Conversions!$F$50,IF($K$299='Pick Lists'!$B$17,Conversions!$K$56,VLOOKUP(VLOOKUP('Data Input'!$H$259,'Pick Lists'!$B$92:$C$146,2,FALSE),'Fuel EFs'!$B$7:$X$59,14+MATCH($K$299,'Pick Lists'!$B$17:$B$25,0),FALSE)))))","v":0},null,null,{"$f":"K321*IF($K$299='Pick Lists'!$B$17,Conversions!$K$56,VLOOKUP(VLOOKUP('Data Input'!$H$259,'Pick Lists'!$B$92:$C$146,2,FALSE),'Fuel EFs'!$B$7:$X$59,14+MATCH($K$299,'Pick Lists'!$B$17:$B$25,0),FALSE))","v":{"$error":"#N/A"}},null,{"$f":"AND(ISNUMBER(B321),B321>=AdoptionYear,B321<=YearImpact)","v":false}]
[null,2030,{"$f":"IF(AND(Section2Trigger=RenewableElectricity,ElecReplFuel='Pick Lists'!$B$51,Ren1EnterDefault2='Pick Lists'!$B$265),'Data Input'!H69,0)","v":0},{"$f":"IF(AND(Section2Trigger=RenewableElectricity,ElecReplFuel='Pick Lists'!$B$51,OR(Ren1EnterDefault='Pick Lists'!$B$282,Ren1EnterDefault2='Pick Lists'!$B$288)),C34,0)","v":0},{"$f":"IF(AND(Section2Trigger=RenewableElectricity,ElecReplFuel='Pick Lists'!$B$52,Ren2EnterDefault2='Pick Lists'!$B$265),'Data Input'!H140,0)","v":0},{"$f":"IF(AND(Section2Trigger=RenewableElectricity,ElecReplFuel='Pick Lists'!$B$52,OR(Ren2EnterDefault='Pick Lists'!$B$282,Ren2EnterDefault2='Pick Lists'!$B$288)),C109,0)","v":0},{"$f":"IF(AND(Section2Trigger=FuelSwitching,FSEnterDefault2='Pick Lists'!$B$265),'Data Input'!H215,0)","v":0},{"$f":"IF(AND(Section2Trigger=FuelSwitching,OR(FSEnterDefault='Pick Lists'!$B$282,FSEnterDefault2='Pick Lists'!$B$288)),C181,0)","v":0},{"$f":"IF(AND(Section2Trigger=EnergyEfficiency,EEEnterDefault2='Pick Lists'!$B$265),'Data Input'!H294,0)","v":0},{"$f":"IF(AND(Section2Trigger=EnergyEfficiency,OR(EEEnterDefault='Pick Lists'!$B$283,EEEnterDefault2='Pick Lists'!$B$289)),C254,0)","v":0},0,0,{"$f":"IF(AND(L322=1,SUM(L323:L362)=0),1,0)","v":0},2030.5,{"$f":"IF(AND(Section2Trigger=EnergyEfficiency,OR(EEEnterDefault='Pick Lists'!$B$283,EEEnterDefault2='Pick Lists'!$B$289)),E254,I322)","v":0},null,2030,{"$f":"IF(C322=0,0,C322*IF($C$299='Pick Lists'!$B$17,Conversions!$K$56,VLOOKUP(VLOOKUP('Data Input'!$H$40,'Pick Lists'!$B$92:$C$146,2,FALSE),'Fuel EFs'!$B$7:$X$59,14+MATCH($C$299,'Pick Lists'!$B$17:$B$25,0),FALSE)))","v":0},{"$f":"IF(D322=0,0,D322*IF($D$299='Pick Lists'!$B$17,Conversions!$K$56,VLOOKUP(VLOOKUP('Data Input'!$H$40,'Pick Lists'!$B$92:$C$146,2,FALSE),'Fuel EFs'!$B$7:$X$59,14+MATCH($D$299,'Pick Lists'!$B$17:$B$25,0),FALSE)))","v":0},{"$f":"IF($E$299='Pick Lists'!$B$63,DataProjection!E322*Conversions!$E$49,E322)","v":0},{"$f":"IF($F$299='Pick Lists'!$B$63,DataProjection!F322*Conversions!$E$49,F322)","v":0},{"$f":"IF(G322=0,0,G322*IF($G$299='Pick Lists'!$B$17,Conversions!$K$56,VLOOKUP(VLOOKUP('Data Input'!$H$186,'Pick Lists'!$B$92:$C$146,2,FALSE),'Fuel EFs'!$B$7:$X$59,14+MATCH($G$299,'Pick Lists'!$B$17:$B$25,0),FALSE)))","v":0},{"$f":"IF(H322=0,0,H322*IF($H$299='Pick Lists'!$B$17,Conversions!$K$56,VLOOKUP(VLOOKUP('Data Input'!$H$186,'Pick Lists'!$B$92:$C$146,2,FALSE),'Fuel EFs'!$B$7:$X$59,14+MATCH($H$299,'Pick Lists'!$B$17:$B$25,0),FALSE)))","v":0},{"$f":"IF(I322=0,0,I322*IF($I$299='Pick Lists'!$B$64,Conversions!$F$51,IF($I$299='Pick Lists'!$B$63,Conversions!$F$50,IF($I$299='Pick Lists'!$B$17,Conversions!$K$56,VLOOKUP(VLOOKUP('Data Input'!$H$259,'Pick Lists'!$B$92:$C$146,2,FALSE),'Fuel EFs'!$B$7:$X$59,14+MATCH($I$299,'Pick Lists'!$B$17:$B$25,0),FALSE)))))","v":0},{"$f":"IF(J322=0,0,J322*IF($J$299='Pick Lists'!$B$64,Conversions!$F$51,IF($J$299='Pick Lists'!$B$63,Conversions!$F$50,IF($J$299='Pick Lists'!$B$17,Conversions!$K$56,VLOOKUP(VLOOKUP('Data Input'!$H$259,'Pick Lists'!$B$92:$C$146,2,FALSE),'Fuel EFs'!$B$7:$X$59,14+MATCH($J$299,'Pick Lists'!$B$17:$B$25,0),FALSE)))))","v":0},0,{"$f":"IF(O322=0,0,O322*IF($K$299='Pick Lists'!$B$64,Conversions!$F$51,IF($K$299='Pick Lists'!$B$63,Conversions!$F$50,IF($K$299='Pick Lists'!$B$17,Conversions!$K$56,VLOOKUP(VLOOKUP('Data Input'!$H$259,'Pick Lists'!$B$92:$C$146,2,FALSE),'Fuel EFs'!$B$7:$X$59,14+MATCH($K$299,'Pick Lists'!$B$17:$B$25,0),FALSE)))))","v":0},null,null,{"$f":"K322*IF($K$299='Pick Lists'!$B$17,Conversions!$K$56,VLOOKUP(VLOOKUP('Data Input'!$H$259,'Pick Lists'!$B$92:$C$146,2,FALSE),'Fuel EFs'!$B$7:$X$59,14+MATCH($K$299,'Pick Lists'!$B$17:$B$25,0),FALSE))","v":{"$error":"#N/A"}},null,{"$f":"AND(ISNUMBER(B322),B322>=AdoptionYear,B322<=YearImpact)","v":false}]
[null,{"$f":"B322+1","v":2031},{"$f":"IF(AND(Section2Trigger=RenewableElectricity,ElecReplFuel='Pick Lists'!$B$51,Ren1EnterDefault2='Pick Lists'!$B$265),'Data Input'!H70,0)","v":0},{"$f":"IF(AND(Section2Trigger=RenewableElectricity,ElecReplFuel='Pick Lists'!$B$51,OR(Ren1EnterDefault='Pick Lists'!$B$282,Ren1EnterDefault2='Pick Lists'!$B$288)),C35,0)","v":0},{"$f":"IF(AND(Section2Trigger=RenewableElectricity,ElecReplFuel='Pick Lists'!$B$52,Ren2EnterDefault2='Pick Lists'!$B$265),'Data Input'!H141,0)","v":0},{"$f":"IF(AND(Section2Trigger=RenewableElectricity,ElecReplFuel='Pick Lists'!$B$52,OR(Ren2EnterDefault='Pick Lists'!$B$282,Ren2EnterDefault2='Pick Lists'!$B$288)),C110,0)","v":0},{"$f":"IF(AND(Section2Trigger=FuelSwitching,FSEnterDefault2='Pick Lists'!$B$265),'Data Input'!H216,0)","v":0},{"$f":"IF(AND(Section2Trigger=FuelSwitching,OR(FSEnterDefault='Pick Lists'!$B$282,FSEnterDefault2='Pick Lists'!$B$288)),C182,0)","v":0},{"$f":"IF(AND(Section2Trigger=EnergyEfficiency,EEEnterDefault2='Pick Lists'!$B$265),'Data Input'!H295,0)","v":0},{"$f":"IF(AND(Section2Trigger=EnergyEfficiency,OR(EEEnterDefault='Pick Lists'!$B$283,EEEnterDefault2='Pick Lists'!$B$289)),C255,0)","v":0},{"$f":"SUM(C323:J323)","v":0},0,0,{"$f":"B323+0.5","v":2031.5},{"$f":"IF(AND(Section2Trigger=EnergyEfficiency,OR(EEEnterDefault='Pick Lists'!$B$283,EEEnterDefault2='Pick Lists'!$B$289)),E255,I323)","v":0},null,{"$f":"Q322+1","v":2031},{"$f":"IF(C323=0,0,C323*IF($C$299='Pick Lists'!$B$17,Conversions!$K$56,VLOOKUP(VLOOKUP('Data Input'!$H$40,'Pick Lists'!$B$92:$C$146,2,FALSE),'Fuel EFs'!$B$7:$X$59,14+MATCH($C$299,'Pick Lists'!$B$17:$B$25,0),FALSE)))","v":0},{"$f":"IF(D323=0,0,D323*IF($D$299='Pick Lists'!$B$17,Conversions!$K$56,VLOOKUP(VLOOKUP('Data Input'!$H$40,'Pick Lists'!$B$92:$C$146,2,FALSE),'Fuel EFs'!$B$7:$X$59,14+MATCH($D$299,'Pick Lists'!$B$17:$B$25,0),FALSE)))","v":0},{"$f":"IF($E$299='Pick Lists'!$B$63,DataProjection!E323*Conversions!$E$49,E323)","v":0},{"$f":"IF($F$299='Pick Lists'!$B$63,DataProjection!F323*Conversions!$E$49,F323)","v":0},{"$f":"IF(G323=0,0,G323*IF($G$299='Pick Lists'!$B$17,Conversions!$K$56,VLOOKUP(VLOOKUP('Data Input'!$H$186,'Pick Lists'!$B$92:$C$146,2,FALSE),'Fuel EFs'!$B$7:$X$59,14+MATCH($G$299,'Pick Lists'!$B$17:$B$25,0),FALSE)))","v":0},{"$f":"IF(H323=0,0,H323*IF($H$299='Pick Lists'!$B$17,Conversions!$K$56,VLOOKUP(VLOOKUP('Data Input'!$H$186,'Pick Lists'!$B$92:$C$146,2,FALSE),'Fuel EFs'!$B$7:$X$59,14+MATCH($H$299,'Pick Lists'!$B$17:$B$25,0),FALSE)))","v":0},{"$f":"IF(I323=0,0,I323*IF($I$299='Pick Lists'!$B$64,Conversions!$F$51,IF($I$299='Pick Lists'!$B$63,Conversions!$F$50,IF($I$299='Pick Lists'!$B$17,Conversions!$K$56,VLOOKUP(VLOOKUP('Data Input'!$H$259,'Pick Lists'!$B$92:$C$146,2,FALSE),'Fuel EFs'!$B$7:$X$59,14+MATCH($I$299,'Pick Lists'!$B$17:$B$25,0),FALSE)))))","v":0},{"$f":"IF(J323=0,0,J323*IF($J$299='Pick Lists'!$B$64,Conversions!$F$51,IF($J$299='Pick Lists'!$B$63,Conversions!$F$50,IF($J$299='Pick Lists'!$B$17,Conversions!$K$56,VLOOKUP(VLOOKUP('Data Input'!$H$259,'Pick Lists'!$B$92:$C$146,2,FALSE),'Fuel EFs'!$B$7:$X$59,14+MATCH($J$299,'Pick Lists'!$B$17:$B$25,0),FALSE)))))","v":0},{"$f":"IF($K$299=\"<Fuel Units>\",0,SUM(R323:Y323))","v":0},{"$f":"IF(O323=0,0,O323*IF($K$299='Pick Lists'!$B$64,Conversions!$F$51,IF($K$299='Pick Lists'!$B$63,Conversions!$F$50,IF($K$299='Pick Lists'!$B$17,Conversions!$K$56,VLOOKUP(VLOOKUP('Data Input'!$H$259,'Pick Lists'!$B$92:$C$146,2,FALSE),'Fuel EFs'!$B$7:$X$59,14+MATCH($K$299,'Pick Lists'!$B$17:$B$25,0),FALSE)))))","v":0},null,null,{"$f":"K323*IF($K$299='Pick Lists'!$B$17,Conversions!$K$56,VLOOKUP(VLOOKUP('Data Input'!$H$259,'Pick Lists'!$B$92:$C$146,2,FALSE),'Fuel EFs'!$B$7:$X$59,14+MATCH($K$299,'Pick Lists'!$B$17:$B$25,0),FALSE))","v":{"$error":"#N/A"}},null,{"$f":"AND(ISNUMBER(B323),B323>=AdoptionYear,B323<=YearImpact)","v":false}]
[null,2032,{"$f":"IF(AND(Section2Trigger=RenewableElectricity,ElecReplFuel='Pick Lists'!$B$51,Ren1EnterDefault2='Pick Lists'!$B$265),'Data Input'!H71,0)","v":0},{"$f":"IF(AND(Section2Trigger=RenewableElectricity,ElecReplFuel='Pick Lists'!$B$51,OR(Ren1EnterDefault='Pick Lists'!$B$282,Ren1EnterDefault2='Pick Lists'!$B$288)),C36,0)","v":0},{"$f":"IF(AND(Section2Trigger=RenewableElectricity,ElecReplFuel='Pick Lists'!$B$52,Ren2EnterDefault2='Pick Lists'!$B$265),'Data Input'!H142,0)","v":0},{"$f":"IF(AND(Section2Trigger=RenewableElectricity,ElecReplFuel='Pick Lists'!$B$52,OR(Ren2EnterDefault='Pick Lists'!$B$282,Ren2EnterDefault2='Pick Lists'!$B$288)),C111,0)","v":0},{"$f":"IF(AND(Section2Trigger=FuelSwitching,FSEnterDefault2='Pick Lists'!$B$265),'Data Input'!H217,0)","v":0},{"$f":"IF(AND(Section2Trigger=FuelSwitching,OR(FSEnterDefault='Pick Lists'!$B$282,FSEnterDefault2='Pick Lists'!$B$288)),C183,0)","v":0},{"$f":"IF(AND(Section2Trigger=EnergyEfficiency,EEEnterDefault2='Pick Lists'!$B$265),'Data Input'!H296,0)","v":0},{"$f":"IF(AND(Section2Trigger=EnergyEfficiency,OR(EEEnterDefault='Pick Lists'!$B$283,EEEnterDefault2='Pick Lists'!$B$289)),C256,0)","v":0},0,0,0,2032.5,{"$f":"IF(AND(Section2Trigger=EnergyEfficiency,OR(EEEnterDefault='Pick Lists'!$B$283,EEEnterDefault2='Pick Lists'!$B$289)),E256,I324)","v":0},null,2032,{"$f":"IF(C324=0,0,C324*IF($C$299='Pick Lists'!$B$17,Conversions!$K$56,VLOOKUP(VLOOKUP('Data Input'!$H$40,'Pick Lists'!$B$92:$C$146,2,FALSE),'Fuel EFs'!$B$7:$X$59,14+MATCH($C$299,'Pick Lists'!$B$17:$B$25,0),FALSE)))","v":0},{"$f":"IF(D324=0,0,D324*IF($D$299='Pick Lists'!$B$17,Conversions!$K$56,VLOOKUP(VLOOKUP('Data Input'!$H$40,'Pick Lists'!$B$92:$C$146,2,FALSE),'Fuel EFs'!$B$7:$X$59,14+MATCH($D$299,'Pick Lists'!$B$17:$B$25,0),FALSE)))","v":0},{"$f":"IF($E$299='Pick Lists'!$B$63,DataProjection!E324*Conversions!$E$49,E324)","v":0},{"$f":"IF($F$299='Pick Lists'!$B$63,DataProjection!F324*Conversions!$E$49,F324)","v":0},{"$f":"IF(G324=0,0,G324*IF($G$299='Pick Lists'!$B$17,Conversions!$K$56,VLOOKUP(VLOOKUP('Data Input'!$H$186,'Pick Lists'!$B$92:$C$146,2,FALSE),'Fuel EFs'!$B$7:$X$59,14+MATCH($G$299,'Pick Lists'!$B$17:$B$25,0),FALSE)))","v":0},{"$f":"IF(H324=0,0,H324*IF($H$299='Pick Lists'!$B$17,Conversions!$K$56,VLOOKUP(VLOOKUP('Data Input'!$H$186,'Pick Lists'!$B$92:$C$146,2,FALSE),'Fuel EFs'!$B$7:$X$59,14+MATCH($H$299,'Pick Lists'!$B$17:$B$25,0),FALSE)))","v":0},{"$f":"IF(I324=0,0,I324*IF($I$299='Pick Lists'!$B$64,Conversions!$F$51,IF($I$299='Pick Lists'!$B$63,Conversions!$F$50,IF($I$299='Pick Lists'!$B$17,Conversions!$K$56,VLOOKUP(VLOOKUP('Data Input'!$H$259,'Pick Lists'!$B$92:$C$146,2,FALSE),'Fuel EFs'!$B$7:$X$59,14+MATCH($I$299,'Pick Lists'!$B$17:$B$25,0),FALSE)))))","v":0},{"$f":"IF(J324=0,0,J324*IF($J$299='Pick Lists'!$B$64,Conversions!$F$51,IF($J$299='Pick Lists'!$B$63,Conversions!$F$50,IF($J$299='Pick Lists'!$B$17,Conversions!$K$56,VLOOKUP(VLOOKUP('Data Input'!$H$259,'Pick Lists'!$B$92:$C$146,2,FALSE),'Fuel EFs'!$B$7:$X$59,14+MATCH($J$299,'Pick Lists'!$B$17:$B$25,0),FALSE)))))","v":0},0,{"$f":"IF(O324=0,0,O324*IF($K$299='Pick Lists'!$B$64,Conversions!$F$51,IF($K$299='Pick Lists'!$B$63,Conversions!$F$50,IF($K$299='Pick Lists'!$B$17,Conversions!$K$56,VLOOKUP(VLOOKUP('Data Input'!$H$259,'Pick Lists'!$B$92:$C$146,2,FALSE),'Fuel EFs'!$B$7:$X$59,14+MATCH($K$299,'Pick Lists'!$B$17:$B$25,0),FALSE)))))","v":0},null,null,{"$f":"K324*IF($K$299='Pick Lists'!$B$17,Conversions!$K$56,VLOOKUP(VLOOKUP('Data Input'!$H$259,'Pick Lists'!$B$92:$C$146,2,FALSE),'Fuel EFs'!$B$7:$X$59,14+MATCH($K$299,'Pick Lists'!$B$17:$B$25,0),FALSE))","v":{"$error":"#N/A"}},null,{"$f":"AND(ISNUMBER(B324),B324>=AdoptionYear,B324<=YearImpact)","v":false}]
[null,2033,{"$f":"IF(AND(Section2Trigger=RenewableElectricity,ElecReplFuel='Pick Lists'!$B$51,Ren1EnterDefault2='Pick Lists'!$B$265),'Data Input'!H72,0)","v":0},{"$f":"IF(AND(Section2Trigger=RenewableElectricity,ElecReplFuel='Pick Lists'!$B$51,OR(Ren1EnterDefault='Pick Lists'!$B$282,Ren1EnterDefault2='Pick Lists'!$B$288)),C37,0)","v":0},{"$f":"IF(AND(Section2Trigger=RenewableElectricity,ElecReplFuel='Pick Lists'!$B$52,Ren2EnterDefault2='Pick Lists'!$B$265),'Data Input'!H143,0)","v":0},{"$f":"IF(AND(Section2Trigger=RenewableElectricity,ElecReplFuel='Pick Lists'!$B$52,OR(Ren2EnterDefault='Pick Lists'!$B$282,Ren2EnterDefault2='Pick Lists'!$B$288)),C112,0)","v":0},{"$f":"IF(AND(Section2Trigger=FuelSwitching,FSEnterDefault2='Pick Lists'!$B$265),'Data Input'!H218,0)","v":0},{"$f":"IF(AND(Section2Trigger=FuelSwitching,OR(FSEnterDefault='Pick Lists'!$B$282,FSEnterDefault2='Pick Lists'!$B$288)),C184,0)","v":0},{"$f":"IF(AND(Section2Trigger=EnergyEfficiency,EEEnterDefault2='Pick Lists'!$B$265),'Data Input'!H297,0)","v":0},{"$f":"IF(AND(Section2Trigger=EnergyEfficiency,OR(EEEnterDefault='Pick Lists'!$B$283,EEEnterDefault2='Pick Lists'!$B$289)),C257,0)","v":0},0,0,0,2033.5,{"$f":"IF(AND(Section2Trigger=EnergyEfficiency,OR(EEEnterDefault='Pick Lists'!$B$283,EEEnterDefault2='Pick Lists'!$B$289)),E257,I325)","v":0},null,2033,{"$f":"IF(C325=0,0,C325*IF($C$299='Pick Lists'!$B$17,Conversions!$K$56,VLOOKUP(VLOOKUP('Data Input'!$H$40,'Pick Lists'!$B$92:$C$146,2,FALSE),'Fuel EFs'!$B$7:$X$59,14+MATCH($C$299,'Pick Lists'!$B$17:$B$25,0),FALSE)))","v":0},{"$f":"IF(D325=0,0,D325*IF($D$299='Pick Lists'!$B$17,Conversions!$K$56,VLOOKUP(VLOOKUP('Data Input'!$H$40,'Pick Lists'!$B$92:$C$146,2,FALSE),'Fuel EFs'!$B$7:$X$59,14+MATCH($D$299,'Pick Lists'!$B$17:$B$25,0),FALSE)))","v":0},{"$f":"IF($E$299='Pick Lists'!$B$63,DataProjection!E325*Conversions!$E$49,E325)","v":0},{"$f":"IF($F$299='Pick Lists'!$B$63,DataProjection!F325*Conversions!$E$49,F325)","v":0},{"$f":"IF(G325=0,0,G325*IF($G$299='Pick Lists'!$B$17,Conversions!$K$56,VLOOKUP(VLOOKUP('Data Input'!$H$186,'Pick Lists'!$B$92:$C$146,2,FALSE),'Fuel EFs'!$B$7:$X$59,14+MATCH($G$299,'Pick Lists'!$B$17:$B$25,0),FALSE)))","v":0},{"$f":"IF(H325=0,0,H325*IF($H$299='Pick Lists'!$B$17,Conversions!$K$56,VLOOKUP(VLOOKUP('Data Input'!$H$186,'Pick Lists'!$B$92:$C$146,2,FALSE),'Fuel EFs'!$B$7:$X$59,14+MATCH($H$299,'Pick Lists'!$B$17:$B$25,0),FALSE)))","v":0},{"$f":"IF(I325=0,0,I325*IF($I$299='Pick Lists'!$B$64,Conversions!$F$51,IF($I$299='Pick Lists'!$B$63,Conversions!$F$50,IF($I$299='Pick Lists'!$B$17,Conversions!$K$56,VLOOKUP(VLOOKUP('Data Input'!$H$259,'Pick Lists'!$B$92:$C$146,2,FALSE),'Fuel EFs'!$B$7:$X$59,14+MATCH($I$299,'Pick Lists'!$B$17:$B$25,0),FALSE)))))","v":0},{"$f":"IF(J325=0,0,J325*IF($J$299='Pick Lists'!$B$64,Conversions!$F$51,IF($J$299='Pick Lists'!$B$63,Conversions!$F$50,IF($J$299='Pick Lists'!$B$17,Conversions!$K$56,VLOOKUP(VLOOKUP('Data Input'!$H$259,'Pick Lists'!$B$92:$C$146,2,FALSE),'Fuel EFs'!$B$7:$X$59,14+MATCH($J$299,'Pick Lists'!$B$17:$B$25,0),FALSE)))))","v":0},0,{"$f":"IF(O325=0,0,O325*IF($K$299='Pick Lists'!$B$64,Conversions!$F$51,IF($K$299='Pick Lists'!$B$63,Conversions!$F$50,IF($K$299='Pick Lists'!$B$17,Conversions!$K$56,VLOOKUP(VLOOKUP('Data Input'!$H$259,'Pick Lists'!$B$92:$C$146,2,FALSE),'Fuel EFs'!$B$7:$X$59,14+MATCH($K$299,'Pick Lists'!$B$17:$B$25,0),FALSE)))))","v":0},null,null,{"$f":"K325*IF($K$299='Pick Lists'!$B$17,Conversions!$K$56,VLOOKUP(VLOOKUP('Data Input'!$H$259,'Pick Lists'!$B$92:$C$146,2,FALSE),'Fuel EFs'!$B$7:$X$59,14+MATCH($K$299,'Pick Lists'!$B$17:$B$25,0),FALSE))","v":{"$error":"#N/A"}},null,{"$f":"AND(ISNUMBER(B325),B325>=AdoptionYear,B325<=YearImpact)","v":false}]
[null,2034,{"$f":"IF(AND(Section2Trigger=RenewableElectricity,ElecReplFuel='Pick Lists'!$B$51,Ren1EnterDefault2='Pick Lists'!$B$265),'Data Input'!H73,0)","v":0},{"$f":"IF(AND(Section2Trigger=RenewableElectricity,ElecReplFuel='Pick Lists'!$B$51,OR(Ren1EnterDefault='Pick Lists'!$B$282,Ren1EnterDefault2='Pick Lists'!$B$288)),C38,0)","v":0},{"$f":"IF(AND(Section2Trigger=RenewableElectricity,ElecReplFuel='Pick Lists'!$B$52,Ren2EnterDefault2='Pick Lists'!$B$265),'Data Input'!H144,0)","v":0},{"$f":"IF(AND(Section2Trigger=RenewableElectricity,ElecReplFuel='Pick Lists'!$B$52,OR(Ren2EnterDefault='Pick Lists'!$B$282,Ren2EnterDefault2='Pick Lists'!$B$288)),C113,0)","v":0},{"$f":"IF(AND(Section2Trigger=FuelSwitching,FSEnterDefault2='Pick Lists'!$B$265),'Data Input'!H219,0)","v":0},{"$f":"IF(AND(Section2Trigger=FuelSwitching,OR(FSEnterDefault='Pick Lists'!$B$282,FSEnterDefault2='Pick Lists'!$B$288)),C185,0)","v":0},{"$f":"IF(AND(Section2Trigger=EnergyEfficiency,EEEnterDefault2='Pick Lists'!$B$265),'Data Input'!H298,0)","v":0},{"$f":"IF(AND(Section2Trigger=EnergyEfficiency,OR(EEEnterDefault='Pick Lists'!$B$283,EEEnterDefault2='Pick Lists'!$B$289)),C258,0)","v":0},0,0,0,2034.5,{"$f":"IF(AND(Section2Trigger=EnergyEfficiency,OR(EEEnterDefault='Pick Lists'!$B$283,EEEnterDefault2='Pick Lists'!$B$289)),E258,I326)","v":0},null,2034,{"$f":"IF(C326=0,0,C326*IF($C$299='Pick Lists'!$B$17,Conversions!$K$56,VLOOKUP(VLOOKUP('Data Input'!$H$40,'Pick Lists'!$B$92:$C$146,2,FALSE),'Fuel EFs'!$B$7:$X$59,14+MATCH($C$299,'Pick Lists'!$B$17:$B$25,0),FALSE)))","v":0},{"$f":"IF(D326=0,0,D326*IF($D$299='Pick Lists'!$B$17,Conversions!$K$56,VLOOKUP(VLOOKUP('Data Input'!$H$40,'Pick Lists'!$B$92:$C$146,2,FALSE),'Fuel EFs'!$B$7:$X$59,14+MATCH($D$299,'Pick Lists'!$B$17:$B$25,0),FALSE)))","v":0},{"$f":"IF($E$299='Pick Lists'!$B$63,DataProjection!E326*Conversions!$E$49,E326)","v":0},{"$f":"IF($F$299='Pick Lists'!$B$63,DataProjection!F326*Conversions!$E$49,F326)","v":0},{"$f":"IF(G326=0,0,G326*IF($G$299='Pick Lists'!$B$17,Conversions!$K$56,VLOOKUP(VLOOKUP('Data Input'!$H$186,'Pick Lists'!$B$92:$C$146,2,FALSE),'Fuel EFs'!$B$7:$X$59,14+MATCH($G$299,'Pick Lists'!$B$17:$B$25,0),FALSE)))","v":0},{"$f":"IF(H326=0,0,H326*IF($H$299='Pick Lists'!$B$17,Conversions!$K$56,VLOOKUP(VLOOKUP('Data Input'!$H$186,'Pick Lists'!$B$92:$C$146,2,FALSE),'Fuel EFs'!$B$7:$X$59,14+MATCH($H$299,'Pick Lists'!$B$17:$B$25,0),FALSE)))","v":0},{"$f":"IF(I326=0,0,I326*IF($I$299='Pick Lists'!$B$64,Conversions!$F$51,IF($I$299='Pick Lists'!$B$63,Conversions!$F$50,IF($I$299='Pick Lists'!$B$17,Conversions!$K$56,VLOOKUP(VLOOKUP('Data Input'!$H$259,'Pick Lists'!$B$92:$C$146,2,FALSE),'Fuel EFs'!$B$7:$X$59,14+MATCH($I$299,'Pick Lists'!$B$17:$B$25,0),FALSE)))))","v":0},{"$f":"IF(J326=0,0,J326*IF($J$299='Pick Lists'!$B$64,Conversions!$F$51,IF($J$299='Pick Lists'!$B$63,Conversions!$F$50,IF($J$299='Pick Lists'!$B$17,Conversions!$K$56,VLOOKUP(VLOOKUP('Data Input'!$H$259,'Pick Lists'!$B$92:$C$146,2,FALSE),'Fuel EFs'!$B$7:$X$59,14+MATCH($J$299,'Pick Lists'!$B$17:$B$25,0),FALSE)))))","v":0},0,{"$f":"IF(O326=0,0,O326*IF($K$299='Pick Lists'!$B$64,Conversions!$F$51,IF($K$299='Pick Lists'!$B$63,Conversions!$F$50,IF($K$299='Pick Lists'!$B$17,Conversions!$K$56,VLOOKUP(VLOOKUP('Data Input'!$H$259,'Pick Lists'!$B$92:$C$146,2,FALSE),'Fuel EFs'!$B$7:$X$59,14+MATCH($K$299,'Pick Lists'!$B$17:$B$25,0),FALSE)))))","v":0},null,null,{"$f":"K326*IF($K$299='Pick Lists'!$B$17,Conversions!$K$56,VLOOKUP(VLOOKUP('Data Input'!$H$259,'Pick Lists'!$B$92:$C$146,2,FALSE),'Fuel EFs'!$B$7:$X$59,14+MATCH($K$299,'Pick Lists'!$B$17:$B$25,0),FALSE))","v":{"$error":"#N/A"}},null,{"$f":"AND(ISNUMBER(B326),B326>=AdoptionYear,B326<=YearImpact)","v":false}]
[null,2035,{"$f":"IF(AND(Section2Trigger=RenewableElectricity,ElecReplFuel='Pick Lists'!$B$51,Ren1EnterDefault2='Pick Lists'!$B$265),'Data Input'!H74,0)","v":0},{"$f":"IF(AND(Section2Trigger=RenewableElectricity,ElecReplFuel='Pick Lists'!$B$51,OR(Ren1EnterDefault='Pick Lists'!$B$282,Ren1EnterDefault2='Pick Lists'!$B$288)),C39,0)","v":0},{"$f":"IF(AND(Section2Trigger=RenewableElectricity,ElecReplFuel='Pick Lists'!$B$52,Ren2EnterDefault2='Pick Lists'!$B$265),'Data Input'!H145,0)","v":0},{"$f":"IF(AND(Section2Trigger=RenewableElectricity,ElecReplFuel='Pick Lists'!$B$52,OR(Ren2EnterDefault='Pick Lists'!$B$282,Ren2EnterDefault2='Pick Lists'!$B$288)),C114,0)","v":0},{"$f":"IF(AND(Section2Trigger=FuelSwitching,FSEnterDefault2='Pick Lists'!$B$265),'Data Input'!H220,0)","v":0},{"$f":"IF(AND(Section2Trigger=FuelSwitching,OR(FSEnterDefault='Pick Lists'!$B$282,FSEnterDefault2='Pick Lists'!$B$288)),C186,0)","v":0},{"$f":"IF(AND(Section2Trigger=EnergyEfficiency,EEEnterDefault2='Pick Lists'!$B$265),'Data Input'!H299,0)","v":0},{"$f":"IF(AND(Section2Trigger=EnergyEfficiency,OR(EEEnterDefault='Pick Lists'!$B$283,EEEnterDefault2='Pick Lists'!$B$289)),C259,0)","v":0},0,0,0,2035.5,{"$f":"IF(AND(Section2Trigger=EnergyEfficiency,OR(EEEnterDefault='Pick Lists'!$B$283,EEEnterDefault2='Pick Lists'!$B$289)),E259,I327)","v":0},null,2035,{"$f":"IF(C327=0,0,C327*IF($C$299='Pick Lists'!$B$17,Conversions!$K$56,VLOOKUP(VLOOKUP('Data Input'!$H$40,'Pick Lists'!$B$92:$C$146,2,FALSE),'Fuel EFs'!$B$7:$X$59,14+MATCH($C$299,'Pick Lists'!$B$17:$B$25,0),FALSE)))","v":0},{"$f":"IF(D327=0,0,D327*IF($D$299='Pick Lists'!$B$17,Conversions!$K$56,VLOOKUP(VLOOKUP('Data Input'!$H$40,'Pick Lists'!$B$92:$C$146,2,FALSE),'Fuel EFs'!$B$7:$X$59,14+MATCH($D$299,'Pick Lists'!$B$17:$B$25,0),FALSE)))","v":0},{"$f":"IF($E$299='Pick Lists'!$B$63,DataProjection!E327*Conversions!$E$49,E327)","v":0},{"$f":"IF($F$299='Pick Lists'!$B$63,DataProjection!F327*Conversions!$E$49,F327)","v":0},{"$f":"IF(G327=0,0,G327*IF($G$299='Pick Lists'!$B$17,Conversions!$K$56,VLOOKUP(VLOOKUP('Data Input'!$H$186,'Pick Lists'!$B$92:$C$146,2,FALSE),'Fuel EFs'!$B$7:$X$59,14+MATCH($G$299,'Pick Lists'!$B$17:$B$25,0),FALSE)))","v":0},{"$f":"IF(H327=0,0,H327*IF($H$299='Pick Lists'!$B$17,Conversions!$K$56,VLOOKUP(VLOOKUP('Data Input'!$H$186,'Pick Lists'!$B$92:$C$146,2,FALSE),'Fuel EFs'!$B$7:$X$59,14+MATCH($H$299,'Pick Lists'!$B$17:$B$25,0),FALSE)))","v":0},{"$f":"IF(I327=0,0,I327*IF($I$299='Pick Lists'!$B$64,Conversions!$F$51,IF($I$299='Pick Lists'!$B$63,Conversions!$F$50,IF($I$299='Pick Lists'!$B$17,Conversions!$K$56,VLOOKUP(VLOOKUP('Data Input'!$H$259,'Pick Lists'!$B$92:$C$146,2,FALSE),'Fuel EFs'!$B$7:$X$59,14+MATCH($I$299,'Pick Lists'!$B$17:$B$25,0),FALSE)))))","v":0},{"$f":"IF(J327=0,0,J327*IF($J$299='Pick Lists'!$B$64,Conversions!$F$51,IF($J$299='Pick Lists'!$B$63,Conversions!$F$50,IF($J$299='Pick Lists'!$B$17,Conversions!$K$56,VLOOKUP(VLOOKUP('Data Input'!$H$259,'Pick Lists'!$B$92:$C$146,2,FALSE),'Fuel EFs'!$B$7:$X$59,14+MATCH($J$299,'Pick Lists'!$B$17:$B$25,0),FALSE)))))","v":0},0,{"$f":"IF(O327=0,0,O327*IF($K$299='Pick Lists'!$B$64,Conversions!$F$51,IF($K$299='Pick Lists'!$B$63,Conversions!$F$50,IF($K$299='Pick Lists'!$B$17,Conversions!$K$56,VLOOKUP(VLOOKUP('Data Input'!$H$259,'Pick Lists'!$B$92:$C$146,2,FALSE),'Fuel EFs'!$B$7:$X$59,14+MATCH($K$299,'Pick Lists'!$B$17:$B$25,0),FALSE)))))","v":0},null,null,{"$f":"K327*IF($K$299='Pick Lists'!$B$17,Conversions!$K$56,VLOOKUP(VLOOKUP('Data Input'!$H$259,'Pick Lists'!$B$92:$C$146,2,FALSE),'Fuel EFs'!$B$7:$X$59,14+MATCH($K$299,'Pick Lists'!$B$17:$B$25,0),FALSE))","v":{"$error":"#N/A"}},null,{"$f":"AND(ISNUMBER(B327),B327>=AdoptionYear,B327<=YearImpact)","v":false}]
[null,2036,{"$f":"IF(AND(Section2Trigger=RenewableElectricity,ElecReplFuel='Pick Lists'!$B$51,Ren1EnterDefault2='Pick Lists'!$B$265),'Data Input'!H75,0)","v":0},{"$f":"IF(AND(Section2Trigger=RenewableElectricity,ElecReplFuel='Pick Lists'!$B$51,OR(Ren1EnterDefault='Pick Lists'!$B$282,Ren1EnterDefault2='Pick Lists'!$B$288)),C40,0)","v":0},{"$f":"IF(AND(Section2Trigger=RenewableElectricity,ElecReplFuel='Pick Lists'!$B$52,Ren2EnterDefault2='Pick Lists'!$B$265),'Data Input'!H146,0)","v":0},{"$f":"IF(AND(Section2Trigger=RenewableElectricity,ElecReplFuel='Pick Lists'!$B$52,OR(Ren2EnterDefault='Pick Lists'!$B$282,Ren2EnterDefault2='Pick Lists'!$B$288)),C115,0)","v":0},{"$f":"IF(AND(Section2Trigger=FuelSwitching,FSEnterDefault2='Pick Lists'!$B$265),'Data Input'!H221,0)","v":0},{"$f":"IF(AND(Section2Trigger=FuelSwitching,OR(FSEnterDefault='Pick Lists'!$B$282,FSEnterDefault2='Pick Lists'!$B$288)),C187,0)","v":0},{"$f":"IF(AND(Section2Trigger=EnergyEfficiency,EEEnterDefault2='Pick Lists'!$B$265),'Data Input'!H300,0)","v":0},{"$f":"IF(AND(Section2Trigger=EnergyEfficiency,OR(EEEnterDefault='Pick Lists'!$B$283,EEEnterDefault2='Pick Lists'!$B$289)),C260,0)","v":0},0,0,0,2036.5,{"$f":"IF(AND(Section2Trigger=EnergyEfficiency,OR(EEEnterDefault='Pick Lists'!$B$283,EEEnterDefault2='Pick Lists'!$B$289)),E260,I328)","v":0},null,2036,{"$f":"IF(C328=0,0,C328*IF($C$299='Pick Lists'!$B$17,Conversions!$K$56,VLOOKUP(VLOOKUP('Data Input'!$H$40,'Pick Lists'!$B$92:$C$146,2,FALSE),'Fuel EFs'!$B$7:$X$59,14+MATCH($C$299,'Pick Lists'!$B$17:$B$25,0),FALSE)))","v":0},{"$f":"IF(D328=0,0,D328*IF($D$299='Pick Lists'!$B$17,Conversions!$K$56,VLOOKUP(VLOOKUP('Data Input'!$H$40,'Pick Lists'!$B$92:$C$146,2,FALSE),'Fuel EFs'!$B$7:$X$59,14+MATCH($D$299,'Pick Lists'!$B$17:$B$25,0),FALSE)))","v":0},{"$f":"IF($E$299='Pick Lists'!$B$63,DataProjection!E328*Conversions!$E$49,E328)","v":0},{"$f":"IF($F$299='Pick Lists'!$B$63,DataProjection!F328*Conversions!$E$49,F328)","v":0},{"$f":"IF(G328=0,0,G328*IF($G$299='Pick Lists'!$B$17,Conversions!$K$56,VLOOKUP(VLOOKUP('Data Input'!$H$186,'Pick Lists'!$B$92:$C$146,2,FALSE),'Fuel EFs'!$B$7:$X$59,14+MATCH($G$299,'Pick Lists'!$B$17:$B$25,0),FALSE)))","v":0},{"$f":"IF(H328=0,0,H328*IF($H$299='Pick Lists'!$B$17,Conversions!$K$56,VLOOKUP(VLOOKUP('Data Input'!$H$186,'Pick Lists'!$B$92:$C$146,2,FALSE),'Fuel EFs'!$B$7:$X$59,14+MATCH($H$299,'Pick Lists'!$B$17:$B$25,0),FALSE)))","v":0},{"$f":"IF(I328=0,0,I328*IF($I$299='Pick Lists'!$B$64,Conversions!$F$51,IF($I$299='Pick Lists'!$B$63,Conversions!$F$50,IF($I$299='Pick Lists'!$B$17,Conversions!$K$56,VLOOKUP(VLOOKUP('Data Input'!$H$259,'Pick Lists'!$B$92:$C$146,2,FALSE),'Fuel EFs'!$B$7:$X$59,14+MATCH($I$299,'Pick Lists'!$B$17:$B$25,0),FALSE)))))","v":0},{"$f":"IF(J328=0,0,J328*IF($J$299='Pick Lists'!$B$64,Conversions!$F$51,IF($J$299='Pick Lists'!$B$63,Conversions!$F$50,IF($J$299='Pick Lists'!$B$17,Conversions!$K$56,VLOOKUP(VLOOKUP('Data Input'!$H$259,'Pick Lists'!$B$92:$C$146,2,FALSE),'Fuel EFs'!$B$7:$X$59,14+MATCH($J$299,'Pick Lists'!$B$17:$B$25,0),FALSE)))))","v":0},0,{"$f":"IF(O328=0,0,O328*IF($K$299='Pick Lists'!$B$64,Conversions!$F$51,IF($K$299='Pick Lists'!$B$63,Conversions!$F$50,IF($K$299='Pick Lists'!$B$17,Conversions!$K$56,VLOOKUP(VLOOKUP('Data Input'!$H$259,'Pick Lists'!$B$92:$C$146,2,FALSE),'Fuel EFs'!$B$7:$X$59,14+MATCH($K$299,'Pick Lists'!$B$17:$B$25,0),FALSE)))))","v":0},null,null,{"$f":"K328*IF($K$299='Pick Lists'!$B$17,Conversions!$K$56,VLOOKUP(VLOOKUP('Data Input'!$H$259,'Pick Lists'!$B$92:$C$146,2,FALSE),'Fuel EFs'!$B$7:$X$59,14+MATCH($K$299,'Pick Lists'!$B$17:$B$25,0),FALSE))","v":{"$error":"#N/A"}},null,{"$f":"AND(ISNUMBER(B328),B328>=AdoptionYear,B328<=YearImpact)","v":false}]
[null,2037,{"$f":"IF(AND(Section2Trigger=RenewableElectricity,ElecReplFuel='Pick Lists'!$B$51,Ren1EnterDefault2='Pick Lists'!$B$265),'Data Input'!H76,0)","v":0},{"$f":"IF(AND(Section2Trigger=RenewableElectricity,ElecReplFuel='Pick Lists'!$B$51,OR(Ren1EnterDefault='Pick Lists'!$B$282,Ren1EnterDefault2='Pick Lists'!$B$288)),C41,0)","v":0},{"$f":"IF(AND(Section2Trigger=RenewableElectricity,ElecReplFuel='Pick Lists'!$B$52,Ren2EnterDefault2='Pick Lists'!$B$265),'Data Input'!H147,0)","v":0},{"$f":"IF(AND(Section2Trigger=RenewableElectricity,ElecReplFuel='Pick Lists'!$B$52,OR(Ren2EnterDefault='Pick Lists'!$B$282,Ren2EnterDefault2='Pick Lists'!$B$288)),C116,0)","v":0},{"$f":"IF(AND(Section2Trigger=FuelSwitching,FSEnterDefault2='Pick Lists'!$B$265),'Data Input'!H222,0)","v":0},{"$f":"IF(AND(Section2Trigger=FuelSwitching,OR(FSEnterDefault='Pick Lists'!$B$282,FSEnterDefault2='Pick Lists'!$B$288)),C188,0)","v":0},{"$f":"IF(AND(Section2Trigger=EnergyEfficiency,EEEnterDefault2='Pick Lists'!$B$265),'Data Input'!H301,0)","v":0},{"$f":"IF(AND(Section2Trigger=EnergyEfficiency,OR(EEEnterDefault='Pick Lists'!$B$283,EEEnterDefault2='Pick Lists'!$B$289)),C261,0)","v":0},0,0,0,2037.5,{"$f":"IF(AND(Section2Trigger=EnergyEfficiency,OR(EEEnterDefault='Pick Lists'!$B$283,EEEnterDefault2='Pick Lists'!$B$289)),E261,I329)","v":0},null,2037,{"$f":"IF(C329=0,0,C329*IF($C$299='Pick Lists'!$B$17,Conversions!$K$56,VLOOKUP(VLOOKUP('Data Input'!$H$40,'Pick Lists'!$B$92:$C$146,2,FALSE),'Fuel EFs'!$B$7:$X$59,14+MATCH($C$299,'Pick Lists'!$B$17:$B$25,0),FALSE)))","v":0},{"$f":"IF(D329=0,0,D329*IF($D$299='Pick Lists'!$B$17,Conversions!$K$56,VLOOKUP(VLOOKUP('Data Input'!$H$40,'Pick Lists'!$B$92:$C$146,2,FALSE),'Fuel EFs'!$B$7:$X$59,14+MATCH($D$299,'Pick Lists'!$B$17:$B$25,0),FALSE)))","v":0},{"$f":"IF($E$299='Pick Lists'!$B$63,DataProjection!E329*Conversions!$E$49,E329)","v":0},{"$f":"IF($F$299='Pick Lists'!$B$63,DataProjection!F329*Conversions!$E$49,F329)","v":0},{"$f":"IF(G329=0,0,G329*IF($G$299='Pick Lists'!$B$17,Conversions!$K$56,VLOOKUP(VLOOKUP('Data Input'!$H$186,'Pick Lists'!$B$92:$C$146,2,FALSE),'Fuel EFs'!$B$7:$X$59,14+MATCH($G$299,'Pick Lists'!$B$17:$B$25,0),FALSE)))","v":0},{"$f":"IF(H329=0,0,H329*IF($H$299='Pick Lists'!$B$17,Conversions!$K$56,VLOOKUP(VLOOKUP('Data Input'!$H$186,'Pick Lists'!$B$92:$C$146,2,FALSE),'Fuel EFs'!$B$7:$X$59,14+MATCH($H$299,'Pick Lists'!$B$17:$B$25,0),FALSE)))","v":0},{"$f":"IF(I329=0,0,I329*IF($I$299='Pick Lists'!$B$64,Conversions!$F$51,IF($I$299='Pick Lists'!$B$63,Conversions!$F$50,IF($I$299='Pick Lists'!$B$17,Conversions!$K$56,VLOOKUP(VLOOKUP('Data Input'!$H$259,'Pick Lists'!$B$92:$C$146,2,FALSE),'Fuel EFs'!$B$7:$X$59,14+MATCH($I$299,'Pick Lists'!$B$17:$B$25,0),FALSE)))))","v":0},{"$f":"IF(J329=0,0,J329*IF($J$299='Pick Lists'!$B$64,Conversions!$F$51,IF($J$299='Pick Lists'!$B$63,Conversions!$F$50,IF($J$299='Pick Lists'!$B$17,Conversions!$K$56,VLOOKUP(VLOOKUP('Data Input'!$H$259,'Pick Lists'!$B$92:$C$146,2,FALSE),'Fuel EFs'!$B$7:$X$59,14+MATCH($J$299,'Pick Lists'!$B$17:$B$25,0),FALSE)))))","v":0},0,{"$f":"IF(O329=0,0,O329*IF($K$299='Pick Lists'!$B$64,Conversions!$F$51,IF($K$299='Pick Lists'!$B$63,Conversions!$F$50,IF($K$299='Pick Lists'!$B$17,Conversions!$K$56,VLOOKUP(VLOOKUP('Data Input'!$H$259,'Pick Lists'!$B$92:$C$146,2,FALSE),'Fuel EFs'!$B$7:$X$59,14+MATCH($K$299,'Pick Lists'!$B$17:$B$25,0),FALSE)))))","v":0},null,null,{"$f":"K329*IF($K$299='Pick Lists'!$B$17,Conversions!$K$56,VLOOKUP(VLOOKUP('Data Input'!$H$259,'Pick Lists'!$B$92:$C$146,2,FALSE),'Fuel EFs'!$B$7:$X$59,14+MATCH($K$299,'Pick Lists'!$B$17:$B$25,0),FALSE))","v":{"$error":"#N/A"}},null,{"$f":"AND(ISNUMBER(B329),B329>=AdoptionYear,B329<=YearImpact)","v":false}]
[null,2038,{"$f":"IF(AND(Section2Trigger=RenewableElectricity,ElecReplFuel='Pick Lists'!$B$51,Ren1EnterDefault2='Pick Lists'!$B$265),'Data Input'!H77,0)","v":0},{"$f":"IF(AND(Section2Trigger=RenewableElectricity,ElecReplFuel='Pick Lists'!$B$51,OR(Ren1EnterDefault='Pick Lists'!$B$282,Ren1EnterDefault2='Pick Lists'!$B$288)),C42,0)","v":0},{"$f":"IF(AND(Section2Trigger=RenewableElectricity,ElecReplFuel='Pick Lists'!$B$52,Ren2EnterDefault2='Pick Lists'!$B$265),'Data Input'!H148,0)","v":0},{"$f":"IF(AND(Section2Trigger=RenewableElectricity,ElecReplFuel='Pick Lists'!$B$52,OR(Ren2EnterDefault='Pick Lists'!$B$282,Ren2EnterDefault2='Pick Lists'!$B$288)),C117,0)","v":0},{"$f":"IF(AND(Section2Trigger=FuelSwitching,FSEnterDefault2='Pick Lists'!$B$265),'Data Input'!H223,0)","v":0},{"$f":"IF(AND(Section2Trigger=FuelSwitching,OR(FSEnterDefault='Pick Lists'!$B$282,FSEnterDefault2='Pick Lists'!$B$288)),C189,0)","v":0},{"$f":"IF(AND(Section2Trigger=EnergyEfficiency,EEEnterDefault2='Pick Lists'!$B$265),'Data Input'!H302,0)","v":0},{"$f":"IF(AND(Section2Trigger=EnergyEfficiency,OR(EEEnterDefault='Pick Lists'!$B$283,EEEnterDefault2='Pick Lists'!$B$289)),C262,0)","v":0},0,0,0,2038.5,{"$f":"IF(AND(Section2Trigger=EnergyEfficiency,OR(EEEnterDefault='Pick Lists'!$B$283,EEEnterDefault2='Pick Lists'!$B$289)),E262,I330)","v":0},null,2038,{"$f":"IF(C330=0,0,C330*IF($C$299='Pick Lists'!$B$17,Conversions!$K$56,VLOOKUP(VLOOKUP('Data Input'!$H$40,'Pick Lists'!$B$92:$C$146,2,FALSE),'Fuel EFs'!$B$7:$X$59,14+MATCH($C$299,'Pick Lists'!$B$17:$B$25,0),FALSE)))","v":0},{"$f":"IF(D330=0,0,D330*IF($D$299='Pick Lists'!$B$17,Conversions!$K$56,VLOOKUP(VLOOKUP('Data Input'!$H$40,'Pick Lists'!$B$92:$C$146,2,FALSE),'Fuel EFs'!$B$7:$X$59,14+MATCH($D$299,'Pick Lists'!$B$17:$B$25,0),FALSE)))","v":0},{"$f":"IF($E$299='Pick Lists'!$B$63,DataProjection!E330*Conversions!$E$49,E330)","v":0},{"$f":"IF($F$299='Pick Lists'!$B$63,DataProjection!F330*Conversions!$E$49,F330)","v":0},{"$f":"IF(G330=0,0,G330*IF($G$299='Pick Lists'!$B$17,Conversions!$K$56,VLOOKUP(VLOOKUP('Data Input'!$H$186,'Pick Lists'!$B$92:$C$146,2,FALSE),'Fuel EFs'!$B$7:$X$59,14+MATCH($G$299,'Pick Lists'!$B$17:$B$25,0),FALSE)))","v":0},{"$f":"IF(H330=0,0,H330*IF($H$299='Pick Lists'!$B$17,Conversions!$K$56,VLOOKUP(VLOOKUP('Data Input'!$H$186,'Pick Lists'!$B$92:$C$146,2,FALSE),'Fuel EFs'!$B$7:$X$59,14+MATCH($H$299,'Pick Lists'!$B$17:$B$25,0),FALSE)))","v":0},{"$f":"IF(I330=0,0,I330*IF($I$299='Pick Lists'!$B$64,Conversions!$F$51,IF($I$299='Pick Lists'!$B$63,Conversions!$F$50,IF($I$299='Pick Lists'!$B$17,Conversions!$K$56,VLOOKUP(VLOOKUP('Data Input'!$H$259,'Pick Lists'!$B$92:$C$146,2,FALSE),'Fuel EFs'!$B$7:$X$59,14+MATCH($I$299,'Pick Lists'!$B$17:$B$25,0),FALSE)))))","v":0},{"$f":"IF(J330=0,0,J330*IF($J$299='Pick Lists'!$B$64,Conversions!$F$51,IF($J$299='Pick Lists'!$B$63,Conversions!$F$50,IF($J$299='Pick Lists'!$B$17,Conversions!$K$56,VLOOKUP(VLOOKUP('Data Input'!$H$259,'Pick Lists'!$B$92:$C$146,2,FALSE),'Fuel EFs'!$B$7:$X$59,14+MATCH($J$299,'Pick Lists'!$B$17:$B$25,0),FALSE)))))","v":0},0,{"$f":"IF(O330=0,0,O330*IF($K$299='Pick Lists'!$B$64,Conversions!$F$51,IF($K$299='Pick Lists'!$B$63,Conversions!$F$50,IF($K$299='Pick Lists'!$B$17,Conversions!$K$56,VLOOKUP(VLOOKUP('Data Input'!$H$259,'Pick Lists'!$B$92:$C$146,2,FALSE),'Fuel EFs'!$B$7:$X$59,14+MATCH($K$299,'Pick Lists'!$B$17:$B$25,0),FALSE)))))","v":0},null,null,{"$f":"K330*IF($K$299='Pick Lists'!$B$17,Conversions!$K$56,VLOOKUP(VLOOKUP('Data Input'!$H$259,'Pick Lists'!$B$92:$C$146,2,FALSE),'Fuel EFs'!$B$7:$X$59,14+MATCH($K$299,'Pick Lists'!$B$17:$B$25,0),FALSE))","v":{"$error":"#N/A"}},null,{"$f":"AND(ISNUMBER(B330),B330>=AdoptionYear,B330<=YearImpact)","v":false}]
[null,2039,{"$f":"IF(AND(Section2Trigger=RenewableElectricity,ElecReplFuel='Pick Lists'!$B$51,Ren1EnterDefault2='Pick Lists'!$B$265),'Data Input'!H78,0)","v":0},{"$f":"IF(AND(Section2Trigger=RenewableElectricity,ElecReplFuel='Pick Lists'!$B$51,OR(Ren1EnterDefault='Pick Lists'!$B$282,Ren1EnterDefault2='Pick Lists'!$B$288)),C43,0)","v":0},{"$f":"IF(AND(Section2Trigger=RenewableElectricity,ElecReplFuel='Pick Lists'!$B$52,Ren2EnterDefault2='Pick Lists'!$B$265),'Data Input'!H149,0)","v":0},{"$f":"IF(AND(Section2Trigger=RenewableElectricity,ElecReplFuel='Pick Lists'!$B$52,OR(Ren2EnterDefault='Pick Lists'!$B$282,Ren2EnterDefault2='Pick Lists'!$B$288)),C118,0)","v":0},{"$f":"IF(AND(Section2Trigger=FuelSwitching,FSEnterDefault2='Pick Lists'!$B$265),'Data Input'!H224,0)","v":0},{"$f":"IF(AND(Section2Trigger=FuelSwitching,OR(FSEnterDefault='Pick Lists'!$B$282,FSEnterDefault2='Pick Lists'!$B$288)),C190,0)","v":0},{"$f":"IF(AND(Section2Trigger=EnergyEfficiency,EEEnterDefault2='Pick Lists'!$B$265),'Data Input'!H303,0)","v":0},{"$f":"IF(AND(Section2Trigger=EnergyEfficiency,OR(EEEnterDefault='Pick Lists'!$B$283,EEEnterDefault2='Pick Lists'!$B$289)),C263,0)","v":0},0,0,0,2039.5,{"$f":"IF(AND(Section2Trigger=EnergyEfficiency,OR(EEEnterDefault='Pick Lists'!$B$283,EEEnterDefault2='Pick Lists'!$B$289)),E263,I331)","v":0},null,2039,{"$f":"IF(C331=0,0,C331*IF($C$299='Pick Lists'!$B$17,Conversions!$K$56,VLOOKUP(VLOOKUP('Data Input'!$H$40,'Pick Lists'!$B$92:$C$146,2,FALSE),'Fuel EFs'!$B$7:$X$59,14+MATCH($C$299,'Pick Lists'!$B$17:$B$25,0),FALSE)))","v":0},{"$f":"IF(D331=0,0,D331*IF($D$299='Pick Lists'!$B$17,Conversions!$K$56,VLOOKUP(VLOOKUP('Data Input'!$H$40,'Pick Lists'!$B$92:$C$146,2,FALSE),'Fuel EFs'!$B$7:$X$59,14+MATCH($D$299,'Pick Lists'!$B$17:$B$25,0),FALSE)))","v":0},{"$f":"IF($E$299='Pick Lists'!$B$63,DataProjection!E331*Conversions!$E$49,E331)","v":0},{"$f":"IF($F$299='Pick Lists'!$B$63,DataProjection!F331*Conversions!$E$49,F331)","v":0},{"$f":"IF(G331=0,0,G331*IF($G$299='Pick Lists'!$B$17,Conversions!$K$56,VLOOKUP(VLOOKUP('Data Input'!$H$186,'Pick Lists'!$B$92:$C$146,2,FALSE),'Fuel EFs'!$B$7:$X$59,14+MATCH($G$299,'Pick Lists'!$B$17:$B$25,0),FALSE)))","v":0},{"$f":"IF(H331=0,0,H331*IF($H$299='Pick Lists'!$B$17,Conversions!$K$56,VLOOKUP(VLOOKUP('Data Input'!$H$186,'Pick Lists'!$B$92:$C$146,2,FALSE),'Fuel EFs'!$B$7:$X$59,14+MATCH($H$299,'Pick Lists'!$B$17:$B$25,0),FALSE)))","v":0},{"$f":"IF(I331=0,0,I331*IF($I$299='Pick Lists'!$B$64,Conversions!$F$51,IF($I$299='Pick Lists'!$B$63,Conversions!$F$50,IF($I$299='Pick Lists'!$B$17,Conversions!$K$56,VLOOKUP(VLOOKUP('Data Input'!$H$259,'Pick Lists'!$B$92:$C$146,2,FALSE),'Fuel EFs'!$B$7:$X$59,14+MATCH($I$299,'Pick Lists'!$B$17:$B$25,0),FALSE)))))","v":0},{"$f":"IF(J331=0,0,J331*IF($J$299='Pick Lists'!$B$64,Conversions!$F$51,IF($J$299='Pick Lists'!$B$63,Conversions!$F$50,IF($J$299='Pick Lists'!$B$17,Conversions!$K$56,VLOOKUP(VLOOKUP('Data Input'!$H$259,'Pick Lists'!$B$92:$C$146,2,FALSE),'Fuel EFs'!$B$7:$X$59,14+MATCH($J$299,'Pick Lists'!$B$17:$B$25,0),FALSE)))))","v":0},0,{"$f":"IF(O331=0,0,O331*IF($K$299='Pick Lists'!$B$64,Conversions!$F$51,IF($K$299='Pick Lists'!$B$63,Conversions!$F$50,IF($K$299='Pick Lists'!$B$17,Conversions!$K$56,VLOOKUP(VLOOKUP('Data Input'!$H$259,'Pick Lists'!$B$92:$C$146,2,FALSE),'Fuel EFs'!$B$7:$X$59,14+MATCH($K$299,'Pick Lists'!$B$17:$B$25,0),FALSE)))))","v":0},null,null,{"$f":"K331*IF($K$299='Pick Lists'!$B$17,Conversions!$K$56,VLOOKUP(VLOOKUP('Data Input'!$H$259,'Pick Lists'!$B$92:$C$146,2,FALSE),'Fuel EFs'!$B$7:$X$59,14+MATCH($K$299,'Pick Lists'!$B$17:$B$25,0),FALSE))","v":{"$error":"#N/A"}},null,{"$f":"AND(ISNUMBER(B331),B331>=AdoptionYear,B331<=YearImpact)","v":false}]
[null,2040,{"$f":"IF(AND(Section2Trigger=RenewableElectricity,ElecReplFuel='Pick Lists'!$B$51,Ren1EnterDefault2='Pick Lists'!$B$265),'Data Input'!H79,0)","v":0},{"$f":"IF(AND(Section2Trigger=RenewableElectricity,ElecReplFuel='Pick Lists'!$B$51,OR(Ren1EnterDefault='Pick Lists'!$B$282,Ren1EnterDefault2='Pick Lists'!$B$288)),C44,0)","v":0},{"$f":"IF(AND(Section2Trigger=RenewableElectricity,ElecReplFuel='Pick Lists'!$B$52,Ren2EnterDefault2='Pick Lists'!$B$265),'Data Input'!H150,0)","v":0},{"$f":"IF(AND(Section2Trigger=RenewableElectricity,ElecReplFuel='Pick Lists'!$B$52,OR(Ren2EnterDefault='Pick Lists'!$B$282,Ren2EnterDefault2='Pick Lists'!$B$288)),C119,0)","v":0},{"$f":"IF(AND(Section2Trigger=FuelSwitching,FSEnterDefault2='Pick Lists'!$B$265),'Data Input'!H225,0)","v":0},{"$f":"IF(AND(Section2Trigger=FuelSwitching,OR(FSEnterDefault='Pick Lists'!$B$282,FSEnterDefault2='Pick Lists'!$B$288)),C191,0)","v":0},{"$f":"IF(AND(Section2Trigger=EnergyEfficiency,EEEnterDefault2='Pick Lists'!$B$265),'Data Input'!H304,0)","v":0},{"$f":"IF(AND(Section2Trigger=EnergyEfficiency,OR(EEEnterDefault='Pick Lists'!$B$283,EEEnterDefault2='Pick Lists'!$B$289)),C264,0)","v":0},0,0,0,2040.5,{"$f":"IF(AND(Section2Trigger=EnergyEfficiency,OR(EEEnterDefault='Pick Lists'!$B$283,EEEnterDefault2='Pick Lists'!$B$289)),E264,I332)","v":0},null,2040,{"$f":"IF(C332=0,0,C332*IF($C$299='Pick Lists'!$B$17,Conversions!$K$56,VLOOKUP(VLOOKUP('Data Input'!$H$40,'Pick Lists'!$B$92:$C$146,2,FALSE),'Fuel EFs'!$B$7:$X$59,14+MATCH($C$299,'Pick Lists'!$B$17:$B$25,0),FALSE)))","v":0},{"$f":"IF(D332=0,0,D332*IF($D$299='Pick Lists'!$B$17,Conversions!$K$56,VLOOKUP(VLOOKUP('Data Input'!$H$40,'Pick Lists'!$B$92:$C$146,2,FALSE),'Fuel EFs'!$B$7:$X$59,14+MATCH($D$299,'Pick Lists'!$B$17:$B$25,0),FALSE)))","v":0},{"$f":"IF($E$299='Pick Lists'!$B$63,DataProjection!E332*Conversions!$E$49,E332)","v":0},{"$f":"IF($F$299='Pick Lists'!$B$63,DataProjection!F332*Conversions!$E$49,F332)","v":0},{"$f":"IF(G332=0,0,G332*IF($G$299='Pick Lists'!$B$17,Conversions!$K$56,VLOOKUP(VLOOKUP('Data Input'!$H$186,'Pick Lists'!$B$92:$C$146,2,FALSE),'Fuel EFs'!$B$7:$X$59,14+MATCH($G$299,'Pick Lists'!$B$17:$B$25,0),FALSE)))","v":0},{"$f":"IF(H332=0,0,H332*IF($H$299='Pick Lists'!$B$17,Conversions!$K$56,VLOOKUP(VLOOKUP('Data Input'!$H$186,'Pick Lists'!$B$92:$C$146,2,FALSE),'Fuel EFs'!$B$7:$X$59,14+MATCH($H$299,'Pick Lists'!$B$17:$B$25,0),FALSE)))","v":0},{"$f":"IF(I332=0,0,I332*IF($I$299='Pick Lists'!$B$64,Conversions!$F$51,IF($I$299='Pick Lists'!$B$63,Conversions!$F$50,IF($I$299='Pick Lists'!$B$17,Conversions!$K$56,VLOOKUP(VLOOKUP('Data Input'!$H$259,'Pick Lists'!$B$92:$C$146,2,FALSE),'Fuel EFs'!$B$7:$X$59,14+MATCH($I$299,'Pick Lists'!$B$17:$B$25,0),FALSE)))))","v":0},{"$f":"IF(J332=0,0,J332*IF($J$299='Pick Lists'!$B$64,Conversions!$F$51,IF($J$299='Pick Lists'!$B$63,Conversions!$F$50,IF($J$299='Pick Lists'!$B$17,Conversions!$K$56,VLOOKUP(VLOOKUP('Data Input'!$H$259,'Pick Lists'!$B$92:$C$146,2,FALSE),'Fuel EFs'!$B$7:$X$59,14+MATCH($J$299,'Pick Lists'!$B$17:$B$25,0),FALSE)))))","v":0},0,{"$f":"IF(O332=0,0,O332*IF($K$299='Pick Lists'!$B$64,Conversions!$F$51,IF($K$299='Pick Lists'!$B$63,Conversions!$F$50,IF($K$299='Pick Lists'!$B$17,Conversions!$K$56,VLOOKUP(VLOOKUP('Data Input'!$H$259,'Pick Lists'!$B$92:$C$146,2,FALSE),'Fuel EFs'!$B$7:$X$59,14+MATCH($K$299,'Pick Lists'!$B$17:$B$25,0),FALSE)))))","v":0},null,null,{"$f":"K332*IF($K$299='Pick Lists'!$B$17,Conversions!$K$56,VLOOKUP(VLOOKUP('Data Input'!$H$259,'Pick Lists'!$B$92:$C$146,2,FALSE),'Fuel EFs'!$B$7:$X$59,14+MATCH($K$299,'Pick Lists'!$B$17:$B$25,0),FALSE))","v":{"$error":"#N/A"}},null,{"$f":"AND(ISNUMBER(B332),B332>=AdoptionYear,B332<=YearImpact)","v":false}]
[null,2041,{"$f":"IF(AND(Section2Trigger=RenewableElectricity,ElecReplFuel='Pick Lists'!$B$51,Ren1EnterDefault2='Pick Lists'!$B$265),'Data Input'!H80,0)","v":0},{"$f":"IF(AND(Section2Trigger=RenewableElectricity,ElecReplFuel='Pick Lists'!$B$51,OR(Ren1EnterDefault='Pick Lists'!$B$282,Ren1EnterDefault2='Pick Lists'!$B$288)),C45,0)","v":0},{"$f":"IF(AND(Section2Trigger=RenewableElectricity,ElecReplFuel='Pick Lists'!$B$52,Ren2EnterDefault2='Pick Lists'!$B$265),'Data Input'!H151,0)","v":0},{"$f":"IF(AND(Section2Trigger=RenewableElectricity,ElecReplFuel='Pick Lists'!$B$52,OR(Ren2EnterDefault='Pick Lists'!$B$282,Ren2EnterDefault2='Pick Lists'!$B$288)),C120,0)","v":0},{"$f":"IF(AND(Section2Trigger=FuelSwitching,FSEnterDefault2='Pick Lists'!$B$265),'Data Input'!H226,0)","v":0},{"$f":"IF(AND(Section2Trigger=FuelSwitching,OR(FSEnterDefault='Pick Lists'!$B$282,FSEnterDefault2='Pick Lists'!$B$288)),C192,0)","v":0},{"$f":"IF(AND(Section2Trigger=EnergyEfficiency,EEEnterDefault2='Pick Lists'!$B$265),'Data Input'!H305,0)","v":0},{"$f":"IF(AND(Section2Trigger=EnergyEfficiency,OR(EEEnterDefault='Pick Lists'!$B$283,EEEnterDefault2='Pick Lists'!$B$289)),C265,0)","v":0},0,0,0,2041.5,{"$f":"IF(AND(Section2Trigger=EnergyEfficiency,OR(EEEnterDefault='Pick Lists'!$B$283,EEEnterDefault2='Pick Lists'!$B$289)),E265,I333)","v":0},null,2041,{"$f":"IF(C333=0,0,C333*IF($C$299='Pick Lists'!$B$17,Conversions!$K$56,VLOOKUP(VLOOKUP('Data Input'!$H$40,'Pick Lists'!$B$92:$C$146,2,FALSE),'Fuel EFs'!$B$7:$X$59,14+MATCH($C$299,'Pick Lists'!$B$17:$B$25,0),FALSE)))","v":0},{"$f":"IF(D333=0,0,D333*IF($D$299='Pick Lists'!$B$17,Conversions!$K$56,VLOOKUP(VLOOKUP('Data Input'!$H$40,'Pick Lists'!$B$92:$C$146,2,FALSE),'Fuel EFs'!$B$7:$X$59,14+MATCH($D$299,'Pick Lists'!$B$17:$B$25,0),FALSE)))","v":0},{"$f":"IF($E$299='Pick Lists'!$B$63,DataProjection!E333*Conversions!$E$49,E333)","v":0},{"$f":"IF($F$299='Pick Lists'!$B$63,DataProjection!F333*Conversions!$E$49,F333)","v":0},{"$f":"IF(G333=0,0,G333*IF($G$299='Pick Lists'!$B$17,Conversions!$K$56,VLOOKUP(VLOOKUP('Data Input'!$H$186,'Pick Lists'!$B$92:$C$146,2,FALSE),'Fuel EFs'!$B$7:$X$59,14+MATCH($G$299,'Pick Lists'!$B$17:$B$25,0),FALSE)))","v":0},{"$f":"IF(H333=0,0,H333*IF($H$299='Pick Lists'!$B$17,Conversions!$K$56,VLOOKUP(VLOOKUP('Data Input'!$H$186,'Pick Lists'!$B$92:$C$146,2,FALSE),'Fuel EFs'!$B$7:$X$59,14+MATCH($H$299,'Pick Lists'!$B$17:$B$25,0),FALSE)))","v":0},{"$f":"IF(I333=0,0,I333*IF($I$299='Pick Lists'!$B$64,Conversions!$F$51,IF($I$299='Pick Lists'!$B$63,Conversions!$F$50,IF($I$299='Pick Lists'!$B$17,Conversions!$K$56,VLOOKUP(VLOOKUP('Data Input'!$H$259,'Pick Lists'!$B$92:$C$146,2,FALSE),'Fuel EFs'!$B$7:$X$59,14+MATCH($I$299,'Pick Lists'!$B$17:$B$25,0),FALSE)))))","v":0},{"$f":"IF(J333=0,0,J333*IF($J$299='Pick Lists'!$B$64,Conversions!$F$51,IF($J$299='Pick Lists'!$B$63,Conversions!$F$50,IF($J$299='Pick Lists'!$B$17,Conversions!$K$56,VLOOKUP(VLOOKUP('Data Input'!$H$259,'Pick Lists'!$B$92:$C$146,2,FALSE),'Fuel EFs'!$B$7:$X$59,14+MATCH($J$299,'Pick Lists'!$B$17:$B$25,0),FALSE)))))","v":0},0,{"$f":"IF(O333=0,0,O333*IF($K$299='Pick Lists'!$B$64,Conversions!$F$51,IF($K$299='Pick Lists'!$B$63,Conversions!$F$50,IF($K$299='Pick Lists'!$B$17,Conversions!$K$56,VLOOKUP(VLOOKUP('Data Input'!$H$259,'Pick Lists'!$B$92:$C$146,2,FALSE),'Fuel EFs'!$B$7:$X$59,14+MATCH($K$299,'Pick Lists'!$B$17:$B$25,0),FALSE)))))","v":0},null,null,{"$f":"K333*IF($K$299='Pick Lists'!$B$17,Conversions!$K$56,VLOOKUP(VLOOKUP('Data Input'!$H$259,'Pick Lists'!$B$92:$C$146,2,FALSE),'Fuel EFs'!$B$7:$X$59,14+MATCH($K$299,'Pick Lists'!$B$17:$B$25,0),FALSE))","v":{"$error":"#N/A"}},null,{"$f":"AND(ISNUMBER(B333),B333>=AdoptionYear,B333<=YearImpact)","v":false}]
[null,2042,{"$f":"IF(AND(Section2Trigger=RenewableElectricity,ElecReplFuel='Pick Lists'!$B$51,Ren1EnterDefault2='Pick Lists'!$B$265),'Data Input'!H81,0)","v":0},{"$f":"IF(AND(Section2Trigger=RenewableElectricity,ElecReplFuel='Pick Lists'!$B$51,OR(Ren1EnterDefault='Pick Lists'!$B$282,Ren1EnterDefault2='Pick Lists'!$B$288)),C46,0)","v":0},{"$f":"IF(AND(Section2Trigger=RenewableElectricity,ElecReplFuel='Pick Lists'!$B$52,Ren2EnterDefault2='Pick Lists'!$B$265),'Data Input'!H152,0)","v":0},{"$f":"IF(AND(Section2Trigger=RenewableElectricity,ElecReplFuel='Pick Lists'!$B$52,OR(Ren2EnterDefault='Pick Lists'!$B$282,Ren2EnterDefault2='Pick Lists'!$B$288)),C121,0)","v":0},{"$f":"IF(AND(Section2Trigger=FuelSwitching,FSEnterDefault2='Pick Lists'!$B$265),'Data Input'!H227,0)","v":0},{"$f":"IF(AND(Section2Trigger=FuelSwitching,OR(FSEnterDefault='Pick Lists'!$B$282,FSEnterDefault2='Pick Lists'!$B$288)),C193,0)","v":0},{"$f":"IF(AND(Section2Trigger=EnergyEfficiency,EEEnterDefault2='Pick Lists'!$B$265),'Data Input'!H306,0)","v":0},{"$f":"IF(AND(Section2Trigger=EnergyEfficiency,OR(EEEnterDefault='Pick Lists'!$B$283,EEEnterDefault2='Pick Lists'!$B$289)),C266,0)","v":0},0,0,0,2042.5,{"$f":"IF(AND(Section2Trigger=EnergyEfficiency,OR(EEEnterDefault='Pick Lists'!$B$283,EEEnterDefault2='Pick Lists'!$B$289)),E266,I334)","v":0},null,2042,{"$f":"IF(C334=0,0,C334*IF($C$299='Pick Lists'!$B$17,Conversions!$K$56,VLOOKUP(VLOOKUP('Data Input'!$H$40,'Pick Lists'!$B$92:$C$146,2,FALSE),'Fuel EFs'!$B$7:$X$59,14+MATCH($C$299,'Pick Lists'!$B$17:$B$25,0),FALSE)))","v":0},{"$f":"IF(D334=0,0,D334*IF($D$299='Pick Lists'!$B$17,Conversions!$K$56,VLOOKUP(VLOOKUP('Data Input'!$H$40,'Pick Lists'!$B$92:$C$146,2,FALSE),'Fuel EFs'!$B$7:$X$59,14+MATCH($D$299,'Pick Lists'!$B$17:$B$25,0),FALSE)))","v":0},{"$f":"IF($E$299='Pick Lists'!$B$63,DataProjection!E334*Conversions!$E$49,E334)","v":0},{"$f":"IF($F$299='Pick Lists'!$B$63,DataProjection!F334*Conversions!$E$49,F334)","v":0},{"$f":"IF(G334=0,0,G334*IF($G$299='Pick Lists'!$B$17,Conversions!$K$56,VLOOKUP(VLOOKUP('Data Input'!$H$186,'Pick Lists'!$B$92:$C$146,2,FALSE),'Fuel EFs'!$B$7:$X$59,14+MATCH($G$299,'Pick Lists'!$B$17:$B$25,0),FALSE)))","v":0},{"$f":"IF(H334=0,0,H334*IF($H$299='Pick Lists'!$B$17,Conversions!$K$56,VLOOKUP(VLOOKUP('Data Input'!$H$186,'Pick Lists'!$B$92:$C$146,2,FALSE),'Fuel EFs'!$B$7:$X$59,14+MATCH($H$299,'Pick Lists'!$B$17:$B$25,0),FALSE)))","v":0},{"$f":"IF(I334=0,0,I334*IF($I$299='Pick Lists'!$B$64,Conversions!$F$51,IF($I$299='Pick Lists'!$B$63,Conversions!$F$50,IF($I$299='Pick Lists'!$B$17,Conversions!$K$56,VLOOKUP(VLOOKUP('Data Input'!$H$259,'Pick Lists'!$B$92:$C$146,2,FALSE),'Fuel EFs'!$B$7:$X$59,14+MATCH($I$299,'Pick Lists'!$B$17:$B$25,0),FALSE)))))","v":0},{"$f":"IF(J334=0,0,J334*IF($J$299='Pick Lists'!$B$64,Conversions!$F$51,IF($J$299='Pick Lists'!$B$63,Conversions!$F$50,IF($J$299='Pick Lists'!$B$17,Conversions!$K$56,VLOOKUP(VLOOKUP('Data Input'!$H$259,'Pick Lists'!$B$92:$C$146,2,FALSE),'Fuel EFs'!$B$7:$X$59,14+MATCH($J$299,'Pick Lists'!$B$17:$B$25,0),FALSE)))))","v":0},0,{"$f":"IF(O334=0,0,O334*IF($K$299='Pick Lists'!$B$64,Conversions!$F$51,IF($K$299='Pick Lists'!$B$63,Conversions!$F$50,IF($K$299='Pick Lists'!$B$17,Conversions!$K$56,VLOOKUP(VLOOKUP('Data Input'!$H$259,'Pick Lists'!$B$92:$C$146,2,FALSE),'Fuel EFs'!$B$7:$X$59,14+MATCH($K$299,'Pick Lists'!$B$17:$B$25,0),FALSE)))))","v":0},null,null,{"$f":"K334*IF($K$299='Pick Lists'!$B$17,Conversions!$K$56,VLOOKUP(VLOOKUP('Data Input'!$H$259,'Pick Lists'!$B$92:$C$146,2,FALSE),'Fuel EFs'!$B$7:$X$59,14+MATCH($K$299,'Pick Lists'!$B$17:$B$25,0),FALSE))","v":{"$error":"#N/A"}},null,{"$f":"AND(ISNUMBER(B334),B334>=AdoptionYear,B334<=YearImpact)","v":false}]
[null,2043,{"$f":"IF(AND(Section2Trigger=RenewableElectricity,ElecReplFuel='Pick Lists'!$B$51,Ren1EnterDefault2='Pick Lists'!$B$265),'Data Input'!H82,0)","v":0},{"$f":"IF(AND(Section2Trigger=RenewableElectricity,ElecReplFuel='Pick Lists'!$B$51,OR(Ren1EnterDefault='Pick Lists'!$B$282,Ren1EnterDefault2='Pick Lists'!$B$288)),C47,0)","v":0},{"$f":"IF(AND(Section2Trigger=RenewableElectricity,ElecReplFuel='Pick Lists'!$B$52,Ren2EnterDefault2='Pick Lists'!$B$265),'Data Input'!H153,0)","v":0},{"$f":"IF(AND(Section2Trigger=RenewableElectricity,ElecReplFuel='Pick Lists'!$B$52,OR(Ren2EnterDefault='Pick Lists'!$B$282,Ren2EnterDefault2='Pick Lists'!$B$288)),C122,0)","v":0},{"$f":"IF(AND(Section2Trigger=FuelSwitching,FSEnterDefault2='Pick Lists'!$B$265),'Data Input'!H228,0)","v":0},{"$f":"IF(AND(Section2Trigger=FuelSwitching,OR(FSEnterDefault='Pick Lists'!$B$282,FSEnterDefault2='Pick Lists'!$B$288)),C194,0)","v":0},{"$f":"IF(AND(Section2Trigger=EnergyEfficiency,EEEnterDefault2='Pick Lists'!$B$265),'Data Input'!H307,0)","v":0},{"$f":"IF(AND(Section2Trigger=EnergyEfficiency,OR(EEEnterDefault='Pick Lists'!$B$283,EEEnterDefault2='Pick Lists'!$B$289)),C267,0)","v":0},0,0,0,2043.5,{"$f":"IF(AND(Section2Trigger=EnergyEfficiency,OR(EEEnterDefault='Pick Lists'!$B$283,EEEnterDefault2='Pick Lists'!$B$289)),E267,I335)","v":0},null,2043,{"$f":"IF(C335=0,0,C335*IF($C$299='Pick Lists'!$B$17,Conversions!$K$56,VLOOKUP(VLOOKUP('Data Input'!$H$40,'Pick Lists'!$B$92:$C$146,2,FALSE),'Fuel EFs'!$B$7:$X$59,14+MATCH($C$299,'Pick Lists'!$B$17:$B$25,0),FALSE)))","v":0},{"$f":"IF(D335=0,0,D335*IF($D$299='Pick Lists'!$B$17,Conversions!$K$56,VLOOKUP(VLOOKUP('Data Input'!$H$40,'Pick Lists'!$B$92:$C$146,2,FALSE),'Fuel EFs'!$B$7:$X$59,14+MATCH($D$299,'Pick Lists'!$B$17:$B$25,0),FALSE)))","v":0},{"$f":"IF($E$299='Pick Lists'!$B$63,DataProjection!E335*Conversions!$E$49,E335)","v":0},{"$f":"IF($F$299='Pick Lists'!$B$63,DataProjection!F335*Conversions!$E$49,F335)","v":0},{"$f":"IF(G335=0,0,G335*IF($G$299='Pick Lists'!$B$17,Conversions!$K$56,VLOOKUP(VLOOKUP('Data Input'!$H$186,'Pick Lists'!$B$92:$C$146,2,FALSE),'Fuel EFs'!$B$7:$X$59,14+MATCH($G$299,'Pick Lists'!$B$17:$B$25,0),FALSE)))","v":0},{"$f":"IF(H335=0,0,H335*IF($H$299='Pick Lists'!$B$17,Conversions!$K$56,VLOOKUP(VLOOKUP('Data Input'!$H$186,'Pick Lists'!$B$92:$C$146,2,FALSE),'Fuel EFs'!$B$7:$X$59,14+MATCH($H$299,'Pick Lists'!$B$17:$B$25,0),FALSE)))","v":0},{"$f":"IF(I335=0,0,I335*IF($I$299='Pick Lists'!$B$64,Conversions!$F$51,IF($I$299='Pick Lists'!$B$63,Conversions!$F$50,IF($I$299='Pick Lists'!$B$17,Conversions!$K$56,VLOOKUP(VLOOKUP('Data Input'!$H$259,'Pick Lists'!$B$92:$C$146,2,FALSE),'Fuel EFs'!$B$7:$X$59,14+MATCH($I$299,'Pick Lists'!$B$17:$B$25,0),FALSE)))))","v":0},{"$f":"IF(J335=0,0,J335*IF($J$299='Pick Lists'!$B$64,Conversions!$F$51,IF($J$299='Pick Lists'!$B$63,Conversions!$F$50,IF($J$299='Pick Lists'!$B$17,Conversions!$K$56,VLOOKUP(VLOOKUP('Data Input'!$H$259,'Pick Lists'!$B$92:$C$146,2,FALSE),'Fuel EFs'!$B$7:$X$59,14+MATCH($J$299,'Pick Lists'!$B$17:$B$25,0),FALSE)))))","v":0},0,{"$f":"IF(O335=0,0,O335*IF($K$299='Pick Lists'!$B$64,Conversions!$F$51,IF($K$299='Pick Lists'!$B$63,Conversions!$F$50,IF($K$299='Pick Lists'!$B$17,Conversions!$K$56,VLOOKUP(VLOOKUP('Data Input'!$H$259,'Pick Lists'!$B$92:$C$146,2,FALSE),'Fuel EFs'!$B$7:$X$59,14+MATCH($K$299,'Pick Lists'!$B$17:$B$25,0),FALSE)))))","v":0},null,null,{"$f":"K335*IF($K$299='Pick Lists'!$B$17,Conversions!$K$56,VLOOKUP(VLOOKUP('Data Input'!$H$259,'Pick Lists'!$B$92:$C$146,2,FALSE),'Fuel EFs'!$B$7:$X$59,14+MATCH($K$299,'Pick Lists'!$B$17:$B$25,0),FALSE))","v":{"$error":"#N/A"}},null,{"$f":"AND(ISNUMBER(B335),B335>=AdoptionYear,B335<=YearImpact)","v":false}]
[null,2044,{"$f":"IF(AND(Section2Trigger=RenewableElectricity,ElecReplFuel='Pick Lists'!$B$51,Ren1EnterDefault2='Pick Lists'!$B$265),'Data Input'!H83,0)","v":0},{"$f":"IF(AND(Section2Trigger=RenewableElectricity,ElecReplFuel='Pick Lists'!$B$51,OR(Ren1EnterDefault='Pick Lists'!$B$282,Ren1EnterDefault2='Pick Lists'!$B$288)),C48,0)","v":0},{"$f":"IF(AND(Section2Trigger=RenewableElectricity,ElecReplFuel='Pick Lists'!$B$52,Ren2EnterDefault2='Pick Lists'!$B$265),'Data Input'!H154,0)","v":0},{"$f":"IF(AND(Section2Trigger=RenewableElectricity,ElecReplFuel='Pick Lists'!$B$52,OR(Ren2EnterDefault='Pick Lists'!$B$282,Ren2EnterDefault2='Pick Lists'!$B$288)),C123,0)","v":0},{"$f":"IF(AND(Section2Trigger=FuelSwitching,FSEnterDefault2='Pick Lists'!$B$265),'Data Input'!H229,0)","v":0},{"$f":"IF(AND(Section2Trigger=FuelSwitching,OR(FSEnterDefault='Pick Lists'!$B$282,FSEnterDefault2='Pick Lists'!$B$288)),C195,0)","v":0},{"$f":"IF(AND(Section2Trigger=EnergyEfficiency,EEEnterDefault2='Pick Lists'!$B$265),'Data Input'!H308,0)","v":0},{"$f":"IF(AND(Section2Trigger=EnergyEfficiency,OR(EEEnterDefault='Pick Lists'!$B$283,EEEnterDefault2='Pick Lists'!$B$289)),C268,0)","v":0},0,0,0,2044.5,{"$f":"IF(AND(Section2Trigger=EnergyEfficiency,OR(EEEnterDefault='Pick Lists'!$B$283,EEEnterDefault2='Pick Lists'!$B$289)),E268,I336)","v":0},null,2044,{"$f":"IF(C336=0,0,C336*IF($C$299='Pick Lists'!$B$17,Conversions!$K$56,VLOOKUP(VLOOKUP('Data Input'!$H$40,'Pick Lists'!$B$92:$C$146,2,FALSE),'Fuel EFs'!$B$7:$X$59,14+MATCH($C$299,'Pick Lists'!$B$17:$B$25,0),FALSE)))","v":0},{"$f":"IF(D336=0,0,D336*IF($D$299='Pick Lists'!$B$17,Conversions!$K$56,VLOOKUP(VLOOKUP('Data Input'!$H$40,'Pick Lists'!$B$92:$C$146,2,FALSE),'Fuel EFs'!$B$7:$X$59,14+MATCH($D$299,'Pick Lists'!$B$17:$B$25,0),FALSE)))","v":0},{"$f":"IF($E$299='Pick Lists'!$B$63,DataProjection!E336*Conversions!$E$49,E336)","v":0},{"$f":"IF($F$299='Pick Lists'!$B$63,DataProjection!F336*Conversions!$E$49,F336)","v":0},{"$f":"IF(G336=0,0,G336*IF($G$299='Pick Lists'!$B$17,Conversions!$K$56,VLOOKUP(VLOOKUP('Data Input'!$H$186,'Pick Lists'!$B$92:$C$146,2,FALSE),'Fuel EFs'!$B$7:$X$59,14+MATCH($G$299,'Pick Lists'!$B$17:$B$25,0),FALSE)))","v":0},{"$f":"IF(H336=0,0,H336*IF($H$299='Pick Lists'!$B$17,Conversions!$K$56,VLOOKUP(VLOOKUP('Data Input'!$H$186,'Pick Lists'!$B$92:$C$146,2,FALSE),'Fuel EFs'!$B$7:$X$59,14+MATCH($H$299,'Pick Lists'!$B$17:$B$25,0),FALSE)))","v":0},{"$f":"IF(I336=0,0,I336*IF($I$299='Pick Lists'!$B$64,Conversions!$F$51,IF($I$299='Pick Lists'!$B$63,Conversions!$F$50,IF($I$299='Pick Lists'!$B$17,Conversions!$K$56,VLOOKUP(VLOOKUP('Data Input'!$H$259,'Pick Lists'!$B$92:$C$146,2,FALSE),'Fuel EFs'!$B$7:$X$59,14+MATCH($I$299,'Pick Lists'!$B$17:$B$25,0),FALSE)))))","v":0},{"$f":"IF(J336=0,0,J336*IF($J$299='Pick Lists'!$B$64,Conversions!$F$51,IF($J$299='Pick Lists'!$B$63,Conversions!$F$50,IF($J$299='Pick Lists'!$B$17,Conversions!$K$56,VLOOKUP(VLOOKUP('Data Input'!$H$259,'Pick Lists'!$B$92:$C$146,2,FALSE),'Fuel EFs'!$B$7:$X$59,14+MATCH($J$299,'Pick Lists'!$B$17:$B$25,0),FALSE)))))","v":0},0,{"$f":"IF(O336=0,0,O336*IF($K$299='Pick Lists'!$B$64,Conversions!$F$51,IF($K$299='Pick Lists'!$B$63,Conversions!$F$50,IF($K$299='Pick Lists'!$B$17,Conversions!$K$56,VLOOKUP(VLOOKUP('Data Input'!$H$259,'Pick Lists'!$B$92:$C$146,2,FALSE),'Fuel EFs'!$B$7:$X$59,14+MATCH($K$299,'Pick Lists'!$B$17:$B$25,0),FALSE)))))","v":0},null,null,{"$f":"K336*IF($K$299='Pick Lists'!$B$17,Conversions!$K$56,VLOOKUP(VLOOKUP('Data Input'!$H$259,'Pick Lists'!$B$92:$C$146,2,FALSE),'Fuel EFs'!$B$7:$X$59,14+MATCH($K$299,'Pick Lists'!$B$17:$B$25,0),FALSE))","v":{"$error":"#N/A"}},null,{"$f":"AND(ISNUMBER(B336),B336>=AdoptionYear,B336<=YearImpact)","v":false}]
[null,2045,{"$f":"IF(AND(Section2Trigger=RenewableElectricity,ElecReplFuel='Pick Lists'!$B$51,Ren1EnterDefault2='Pick Lists'!$B$265),'Data Input'!H84,0)","v":0},{"$f":"IF(AND(Section2Trigger=RenewableElectricity,ElecReplFuel='Pick Lists'!$B$51,OR(Ren1EnterDefault='Pick Lists'!$B$282,Ren1EnterDefault2='Pick Lists'!$B$288)),C49,0)","v":0},{"$f":"IF(AND(Section2Trigger=RenewableElectricity,ElecReplFuel='Pick Lists'!$B$52,Ren2EnterDefault2='Pick Lists'!$B$265),'Data Input'!H155,0)","v":0},{"$f":"IF(AND(Section2Trigger=RenewableElectricity,ElecReplFuel='Pick Lists'!$B$52,OR(Ren2EnterDefault='Pick Lists'!$B$282,Ren2EnterDefault2='Pick Lists'!$B$288)),C124,0)","v":0},{"$f":"IF(AND(Section2Trigger=FuelSwitching,FSEnterDefault2='Pick Lists'!$B$265),'Data Input'!H230,0)","v":0},{"$f":"IF(AND(Section2Trigger=FuelSwitching,OR(FSEnterDefault='Pick Lists'!$B$282,FSEnterDefault2='Pick Lists'!$B$288)),C196,0)","v":0},{"$f":"IF(AND(Section2Trigger=EnergyEfficiency,EEEnterDefault2='Pick Lists'!$B$265),'Data Input'!H309,0)","v":0},{"$f":"IF(AND(Section2Trigger=EnergyEfficiency,OR(EEEnterDefault='Pick Lists'!$B$283,EEEnterDefault2='Pick Lists'!$B$289)),C269,0)","v":0},0,0,0,2045.5,{"$f":"IF(AND(Section2Trigger=EnergyEfficiency,OR(EEEnterDefault='Pick Lists'!$B$283,EEEnterDefault2='Pick Lists'!$B$289)),E269,I337)","v":0},null,2045,{"$f":"IF(C337=0,0,C337*IF($C$299='Pick Lists'!$B$17,Conversions!$K$56,VLOOKUP(VLOOKUP('Data Input'!$H$40,'Pick Lists'!$B$92:$C$146,2,FALSE),'Fuel EFs'!$B$7:$X$59,14+MATCH($C$299,'Pick Lists'!$B$17:$B$25,0),FALSE)))","v":0},{"$f":"IF(D337=0,0,D337*IF($D$299='Pick Lists'!$B$17,Conversions!$K$56,VLOOKUP(VLOOKUP('Data Input'!$H$40,'Pick Lists'!$B$92:$C$146,2,FALSE),'Fuel EFs'!$B$7:$X$59,14+MATCH($D$299,'Pick Lists'!$B$17:$B$25,0),FALSE)))","v":0},{"$f":"IF($E$299='Pick Lists'!$B$63,DataProjection!E337*Conversions!$E$49,E337)","v":0},{"$f":"IF($F$299='Pick Lists'!$B$63,DataProjection!F337*Conversions!$E$49,F337)","v":0},{"$f":"IF(G337=0,0,G337*IF($G$299='Pick Lists'!$B$17,Conversions!$K$56,VLOOKUP(VLOOKUP('Data Input'!$H$186,'Pick Lists'!$B$92:$C$146,2,FALSE),'Fuel EFs'!$B$7:$X$59,14+MATCH($G$299,'Pick Lists'!$B$17:$B$25,0),FALSE)))","v":0},{"$f":"IF(H337=0,0,H337*IF($H$299='Pick Lists'!$B$17,Conversions!$K$56,VLOOKUP(VLOOKUP('Data Input'!$H$186,'Pick Lists'!$B$92:$C$146,2,FALSE),'Fuel EFs'!$B$7:$X$59,14+MATCH($H$299,'Pick Lists'!$B$17:$B$25,0),FALSE)))","v":0},{"$f":"IF(I337=0,0,I337*IF($I$299='Pick Lists'!$B$64,Conversions!$F$51,IF($I$299='Pick Lists'!$B$63,Conversions!$F$50,IF($I$299='Pick Lists'!$B$17,Conversions!$K$56,VLOOKUP(VLOOKUP('Data Input'!$H$259,'Pick Lists'!$B$92:$C$146,2,FALSE),'Fuel EFs'!$B$7:$X$59,14+MATCH($I$299,'Pick Lists'!$B$17:$B$25,0),FALSE)))))","v":0},{"$f":"IF(J337=0,0,J337*IF($J$299='Pick Lists'!$B$64,Conversions!$F$51,IF($J$299='Pick Lists'!$B$63,Conversions!$F$50,IF($J$299='Pick Lists'!$B$17,Conversions!$K$56,VLOOKUP(VLOOKUP('Data Input'!$H$259,'Pick Lists'!$B$92:$C$146,2,FALSE),'Fuel EFs'!$B$7:$X$59,14+MATCH($J$299,'Pick Lists'!$B$17:$B$25,0),FALSE)))))","v":0},0,{"$f":"IF(O337=0,0,O337*IF($K$299='Pick Lists'!$B$64,Conversions!$F$51,IF($K$299='Pick Lists'!$B$63,Conversions!$F$50,IF($K$299='Pick Lists'!$B$17,Conversions!$K$56,VLOOKUP(VLOOKUP('Data Input'!$H$259,'Pick Lists'!$B$92:$C$146,2,FALSE),'Fuel EFs'!$B$7:$X$59,14+MATCH($K$299,'Pick Lists'!$B$17:$B$25,0),FALSE)))))","v":0},null,null,{"$f":"K337*IF($K$299='Pick Lists'!$B$17,Conversions!$K$56,VLOOKUP(VLOOKUP('Data Input'!$H$259,'Pick Lists'!$B$92:$C$146,2,FALSE),'Fuel EFs'!$B$7:$X$59,14+MATCH($K$299,'Pick Lists'!$B$17:$B$25,0),FALSE))","v":{"$error":"#N/A"}},null,{"$f":"AND(ISNUMBER(B337),B337>=AdoptionYear,B337<=YearImpact)","v":false}]
[null,2046,{"$f":"IF(AND(Section2Trigger=RenewableElectricity,ElecReplFuel='Pick Lists'!$B$51,Ren1EnterDefault2='Pick Lists'!$B$265),'Data Input'!H85,0)","v":0},{"$f":"IF(AND(Section2Trigger=RenewableElectricity,ElecReplFuel='Pick Lists'!$B$51,OR(Ren1EnterDefault='Pick Lists'!$B$282,Ren1EnterDefault2='Pick Lists'!$B$288)),C50,0)","v":0},{"$f":"IF(AND(Section2Trigger=RenewableElectricity,ElecReplFuel='Pick Lists'!$B$52,Ren2EnterDefault2='Pick Lists'!$B$265),'Data Input'!H156,0)","v":0},{"$f":"IF(AND(Section2Trigger=RenewableElectricity,ElecReplFuel='Pick Lists'!$B$52,OR(Ren2EnterDefault='Pick Lists'!$B$282,Ren2EnterDefault2='Pick Lists'!$B$288)),C125,0)","v":0},{"$f":"IF(AND(Section2Trigger=FuelSwitching,FSEnterDefault2='Pick Lists'!$B$265),'Data Input'!H231,0)","v":0},{"$f":"IF(AND(Section2Trigger=FuelSwitching,OR(FSEnterDefault='Pick Lists'!$B$282,FSEnterDefault2='Pick Lists'!$B$288)),C197,0)","v":0},{"$f":"IF(AND(Section2Trigger=EnergyEfficiency,EEEnterDefault2='Pick Lists'!$B$265),'Data Input'!H310,0)","v":0},{"$f":"IF(AND(Section2Trigger=EnergyEfficiency,OR(EEEnterDefault='Pick Lists'!$B$283,EEEnterDefault2='Pick Lists'!$B$289)),C270,0)","v":0},{"$f":"SUM(C338:J338)","v":0},{"$f":"IF(AND(K338<>0,K339=0),1,0)","v":0},0,2046.5,{"$f":"IF(AND(Section2Trigger=EnergyEfficiency,OR(EEEnterDefault='Pick Lists'!$B$283,EEEnterDefault2='Pick Lists'!$B$289)),E270,I338)","v":0},null,2046,{"$f":"IF(C338=0,0,C338*IF($C$299='Pick Lists'!$B$17,Conversions!$K$56,VLOOKUP(VLOOKUP('Data Input'!$H$40,'Pick Lists'!$B$92:$C$146,2,FALSE),'Fuel EFs'!$B$7:$X$59,14+MATCH($C$299,'Pick Lists'!$B$17:$B$25,0),FALSE)))","v":0},{"$f":"IF(D338=0,0,D338*IF($D$299='Pick Lists'!$B$17,Conversions!$K$56,VLOOKUP(VLOOKUP('Data Input'!$H$40,'Pick Lists'!$B$92:$C$146,2,FALSE),'Fuel EFs'!$B$7:$X$59,14+MATCH($D$299,'Pick Lists'!$B$17:$B$25,0),FALSE)))","v":0},{"$f":"IF($E$299='Pick Lists'!$B$63,DataProjection!E338*Conversions!$E$49,E338)","v":0},{"$f":"IF($F$299='Pick Lists'!$B$63,DataProjection!F338*Conversions!$E$49,F338)","v":0},{"$f":"IF(G338=0,0,G338*IF($G$299='Pick Lists'!$B$17,Conversions!$K$56,VLOOKUP(VLOOKUP('Data Input'!$H$186,'Pick Lists'!$B$92:$C$146,2,FALSE),'Fuel EFs'!$B$7:$X$59,14+MATCH($G$299,'Pick Lists'!$B$17:$B$25,0),FALSE)))","v":0},{"$f":"IF(H338=0,0,H338*IF($H$299='Pick Lists'!$B$17,Conversions!$K$56,VLOOKUP(VLOOKUP('Data Input'!$H$186,'Pick Lists'!$B$92:$C$146,2,FALSE),'Fuel EFs'!$B$7:$X$59,14+MATCH($H$299,'Pick Lists'!$B$17:$B$25,0),FALSE)))","v":0},{"$f":"IF(I338=0,0,I338*IF($I$299='Pick Lists'!$B$64,Conversions!$F$51,IF($I$299='Pick Lists'!$B$63,Conversions!$F$50,IF($I$299='Pick Lists'!$B$17,Conversions!$K$56,VLOOKUP(VLOOKUP('Data Input'!$H$259,'Pick Lists'!$B$92:$C$146,2,FALSE),'Fuel EFs'!$B$7:$X$59,14+MATCH($I$299,'Pick Lists'!$B$17:$B$25,0),FALSE)))))","v":0},{"$f":"IF(J338=0,0,J338*IF($J$299='Pick Lists'!$B$64,Conversions!$F$51,IF($J$299='Pick Lists'!$B$63,Conversions!$F$50,IF($J$299='Pick Lists'!$B$17,Conversions!$K$56,VLOOKUP(VLOOKUP('Data Input'!$H$259,'Pick Lists'!$B$92:$C$146,2,FALSE),'Fuel EFs'!$B$7:$X$59,14+MATCH($J$299,'Pick Lists'!$B$17:$B$25,0),FALSE)))))","v":0},0,{"$f":"IF(O338=0,0,O338*IF($K$299='Pick Lists'!$B$64,Conversions!$F$51,IF($K$299='Pick Lists'!$B$63,Conversions!$F$50,IF($K$299='Pick Lists'!$B$17,Conversions!$K$56,VLOOKUP(VLOOKUP('Data Input'!$H$259,'Pick Lists'!$B$92:$C$146,2,FALSE),'Fuel EFs'!$B$7:$X$59,14+MATCH($K$299,'Pick Lists'!$B$17:$B$25,0),FALSE)))))","v":0},null,null,{"$f":"K338*IF($K$299='Pick Lists'!$B$17,Conversions!$K$56,VLOOKUP(VLOOKUP('Data Input'!$H$259,'Pick Lists'!$B$92:$C$146,2,FALSE),'Fuel EFs'!$B$7:$X$59,14+MATCH($K$299,'Pick Lists'!$B$17:$B$25,0),FALSE))","v":{"$error":"#N/A"}},null,{"$f":"AND(ISNUMBER(B338),B338>=AdoptionYear,B338<=YearImpact)","v":false}]
[null,2047,{"$f":"IF(AND(Section2Trigger=RenewableElectricity,ElecReplFuel='Pick Lists'!$B$51,Ren1EnterDefault2='Pick Lists'!$B$265),'Data Input'!H86,0)","v":0},{"$f":"IF(AND(Section2Trigger=RenewableElectricity,ElecReplFuel='Pick Lists'!$B$51,OR(Ren1EnterDefault='Pick Lists'!$B$282,Ren1EnterDefault2='Pick Lists'!$B$288)),C51,0)","v":0},{"$f":"IF(AND(Section2Trigger=RenewableElectricity,ElecReplFuel='Pick Lists'!$B$52,Ren2EnterDefault2='Pick Lists'!$B$265),'Data Input'!H157,0)","v":0},{"$f":"IF(AND(Section2Trigger=RenewableElectricity,ElecReplFuel='Pick Lists'!$B$52,OR(Ren2EnterDefault='Pick Lists'!$B$282,Ren2EnterDefault2='Pick Lists'!$B$288)),C126,0)","v":0},{"$f":"IF(AND(Section2Trigger=FuelSwitching,FSEnterDefault2='Pick Lists'!$B$265),'Data Input'!H232,0)","v":0},{"$f":"IF(AND(Section2Trigger=FuelSwitching,OR(FSEnterDefault='Pick Lists'!$B$282,FSEnterDefault2='Pick Lists'!$B$288)),C198,0)","v":0},{"$f":"IF(AND(Section2Trigger=EnergyEfficiency,EEEnterDefault2='Pick Lists'!$B$265),'Data Input'!H311,0)","v":0},{"$f":"IF(AND(Section2Trigger=EnergyEfficiency,OR(EEEnterDefault='Pick Lists'!$B$283,EEEnterDefault2='Pick Lists'!$B$289)),C271,0)","v":0},0,0,0,2047.5,{"$f":"IF(AND(Section2Trigger=EnergyEfficiency,OR(EEEnterDefault='Pick Lists'!$B$283,EEEnterDefault2='Pick Lists'!$B$289)),E271,I339)","v":0},null,2047,{"$f":"IF(C339=0,0,C339*IF($C$299='Pick Lists'!$B$17,Conversions!$K$56,VLOOKUP(VLOOKUP('Data Input'!$H$40,'Pick Lists'!$B$92:$C$146,2,FALSE),'Fuel EFs'!$B$7:$X$59,14+MATCH($C$299,'Pick Lists'!$B$17:$B$25,0),FALSE)))","v":0},{"$f":"IF(D339=0,0,D339*IF($D$299='Pick Lists'!$B$17,Conversions!$K$56,VLOOKUP(VLOOKUP('Data Input'!$H$40,'Pick Lists'!$B$92:$C$146,2,FALSE),'Fuel EFs'!$B$7:$X$59,14+MATCH($D$299,'Pick Lists'!$B$17:$B$25,0),FALSE)))","v":0},{"$f":"IF($E$299='Pick Lists'!$B$63,DataProjection!E339*Conversions!$E$49,E339)","v":0},{"$f":"IF($F$299='Pick Lists'!$B$63,DataProjection!F339*Conversions!$E$49,F339)","v":0},{"$f":"IF(G339=0,0,G339*IF($G$299='Pick Lists'!$B$17,Conversions!$K$56,VLOOKUP(VLOOKUP('Data Input'!$H$186,'Pick Lists'!$B$92:$C$146,2,FALSE),'Fuel EFs'!$B$7:$X$59,14+MATCH($G$299,'Pick Lists'!$B$17:$B$25,0),FALSE)))","v":0},{"$f":"IF(H339=0,0,H339*IF($H$299='Pick Lists'!$B$17,Conversions!$K$56,VLOOKUP(VLOOKUP('Data Input'!$H$186,'Pick Lists'!$B$92:$C$146,2,FALSE),'Fuel EFs'!$B$7:$X$59,14+MATCH($H$299,'Pick Lists'!$B$17:$B$25,0),FALSE)))","v":0},{"$f":"IF(I339=0,0,I339*IF($I$299='Pick Lists'!$B$64,Conversions!$F$51,IF($I$299='Pick Lists'!$B$63,Conversions!$F$50,IF($I$299='Pick Lists'!$B$17,Conversions!$K$56,VLOOKUP(VLOOKUP('Data Input'!$H$259,'Pick Lists'!$B$92:$C$146,2,FALSE),'Fuel EFs'!$B$7:$X$59,14+MATCH($I$299,'Pick Lists'!$B$17:$B$25,0),FALSE)))))","v":0},{"$f":"IF(J339=0,0,J339*IF($J$299='Pick Lists'!$B$64,Conversions!$F$51,IF($J$299='Pick Lists'!$B$63,Conversions!$F$50,IF($J$299='Pick Lists'!$B$17,Conversions!$K$56,VLOOKUP(VLOOKUP('Data Input'!$H$259,'Pick Lists'!$B$92:$C$146,2,FALSE),'Fuel EFs'!$B$7:$X$59,14+MATCH($J$299,'Pick Lists'!$B$17:$B$25,0),FALSE)))))","v":0},0,{"$f":"IF(O339=0,0,O339*IF($K$299='Pick Lists'!$B$64,Conversions!$F$51,IF($K$299='Pick Lists'!$B$63,Conversions!$F$50,IF($K$299='Pick Lists'!$B$17,Conversions!$K$56,VLOOKUP(VLOOKUP('Data Input'!$H$259,'Pick Lists'!$B$92:$C$146,2,FALSE),'Fuel EFs'!$B$7:$X$59,14+MATCH($K$299,'Pick Lists'!$B$17:$B$25,0),FALSE)))))","v":0},null,null,{"$f":"K339*IF($K$299='Pick Lists'!$B$17,Conversions!$K$56,VLOOKUP(VLOOKUP('Data Input'!$H$259,'Pick Lists'!$B$92:$C$146,2,FALSE),'Fuel EFs'!$B$7:$X$59,14+MATCH($K$299,'Pick Lists'!$B$17:$B$25,0),FALSE))","v":{"$error":"#N/A"}},null,{"$f":"AND(ISNUMBER(B339),B339>=AdoptionYear,B339<=YearImpact)","v":false}]
[null,2048,{"$f":"IF(AND(Section2Trigger=RenewableElectricity,ElecReplFuel='Pick Lists'!$B$51,Ren1EnterDefault2='Pick Lists'!$B$265),'Data Input'!H87,0)","v":0},{"$f":"IF(AND(Section2Trigger=RenewableElectricity,ElecReplFuel='Pick Lists'!$B$51,OR(Ren1EnterDefault='Pick Lists'!$B$282,Ren1EnterDefault2='Pick Lists'!$B$288)),C52,0)","v":0},{"$f":"IF(AND(Section2Trigger=RenewableElectricity,ElecReplFuel='Pick Lists'!$B$52,Ren2EnterDefault2='Pick Lists'!$B$265),'Data Input'!H158,0)","v":0},{"$f":"IF(AND(Section2Trigger=RenewableElectricity,ElecReplFuel='Pick Lists'!$B$52,OR(Ren2EnterDefault='Pick Lists'!$B$282,Ren2EnterDefault2='Pick Lists'!$B$288)),C127,0)","v":0},{"$f":"IF(AND(Section2Trigger=FuelSwitching,FSEnterDefault2='Pick Lists'!$B$265),'Data Input'!H233,0)","v":0},{"$f":"IF(AND(Section2Trigger=FuelSwitching,OR(FSEnterDefault='Pick Lists'!$B$282,FSEnterDefault2='Pick Lists'!$B$288)),C199,0)","v":0},{"$f":"IF(AND(Section2Trigger=EnergyEfficiency,EEEnterDefault2='Pick Lists'!$B$265),'Data Input'!H312,0)","v":0},{"$f":"IF(AND(Section2Trigger=EnergyEfficiency,OR(EEEnterDefault='Pick Lists'!$B$283,EEEnterDefault2='Pick Lists'!$B$289)),C272,0)","v":0},0,0,{"$f":"IF(AND(L340=1,SUM(L341:L380)=0),1,0)","v":0},2048.5,{"$f":"IF(AND(Section2Trigger=EnergyEfficiency,OR(EEEnterDefault='Pick Lists'!$B$283,EEEnterDefault2='Pick Lists'!$B$289)),E272,I340)","v":0},null,2048,{"$f":"IF(C340=0,0,C340*IF($C$299='Pick Lists'!$B$17,Conversions!$K$56,VLOOKUP(VLOOKUP('Data Input'!$H$40,'Pick Lists'!$B$92:$C$146,2,FALSE),'Fuel EFs'!$B$7:$X$59,14+MATCH($C$299,'Pick Lists'!$B$17:$B$25,0),FALSE)))","v":0},{"$f":"IF(D340=0,0,D340*IF($D$299='Pick Lists'!$B$17,Conversions!$K$56,VLOOKUP(VLOOKUP('Data Input'!$H$40,'Pick Lists'!$B$92:$C$146,2,FALSE),'Fuel EFs'!$B$7:$X$59,14+MATCH($D$299,'Pick Lists'!$B$17:$B$25,0),FALSE)))","v":0},{"$f":"IF($E$299='Pick Lists'!$B$63,DataProjection!E340*Conversions!$E$49,E340)","v":0},{"$f":"IF($F$299='Pick Lists'!$B$63,DataProjection!F340*Conversions!$E$49,F340)","v":0},{"$f":"IF(G340=0,0,G340*IF($G$299='Pick Lists'!$B$17,Conversions!$K$56,VLOOKUP(VLOOKUP('Data Input'!$H$186,'Pick Lists'!$B$92:$C$146,2,FALSE),'Fuel EFs'!$B$7:$X$59,14+MATCH($G$299,'Pick Lists'!$B$17:$B$25,0),FALSE)))","v":0},{"$f":"IF(H340=0,0,H340*IF($H$299='Pick Lists'!$B$17,Conversions!$K$56,VLOOKUP(VLOOKUP('Data Input'!$H$186,'Pick Lists'!$B$92:$C$146,2,FALSE),'Fuel EFs'!$B$7:$X$59,14+MATCH($H$299,'Pick Lists'!$B$17:$B$25,0),FALSE)))","v":0},{"$f":"IF(I340=0,0,I340*IF($I$299='Pick Lists'!$B$64,Conversions!$F$51,IF($I$299='Pick Lists'!$B$63,Conversions!$F$50,IF($I$299='Pick Lists'!$B$17,Conversions!$K$56,VLOOKUP(VLOOKUP('Data Input'!$H$259,'Pick Lists'!$B$92:$C$146,2,FALSE),'Fuel EFs'!$B$7:$X$59,14+MATCH($I$299,'Pick Lists'!$B$17:$B$25,0),FALSE)))))","v":0},{"$f":"IF(J340=0,0,J340*IF($J$299='Pick Lists'!$B$64,Conversions!$F$51,IF($J$299='Pick Lists'!$B$63,Conversions!$F$50,IF($J$299='Pick Lists'!$B$17,Conversions!$K$56,VLOOKUP(VLOOKUP('Data Input'!$H$259,'Pick Lists'!$B$92:$C$146,2,FALSE),'Fuel EFs'!$B$7:$X$59,14+MATCH($J$299,'Pick Lists'!$B$17:$B$25,0),FALSE)))))","v":0},0,{"$f":"IF(O340=0,0,O340*IF($K$299='Pick Lists'!$B$64,Conversions!$F$51,IF($K$299='Pick Lists'!$B$63,Conversions!$F$50,IF($K$299='Pick Lists'!$B$17,Conversions!$K$56,VLOOKUP(VLOOKUP('Data Input'!$H$259,'Pick Lists'!$B$92:$C$146,2,FALSE),'Fuel EFs'!$B$7:$X$59,14+MATCH($K$299,'Pick Lists'!$B$17:$B$25,0),FALSE)))))","v":0},null,null,{"$f":"K340*IF($K$299='Pick Lists'!$B$17,Conversions!$K$56,VLOOKUP(VLOOKUP('Data Input'!$H$259,'Pick Lists'!$B$92:$C$146,2,FALSE),'Fuel EFs'!$B$7:$X$59,14+MATCH($K$299,'Pick Lists'!$B$17:$B$25,0),FALSE))","v":{"$error":"#N/A"}},null,{"$f":"AND(ISNUMBER(B340),B340>=AdoptionYear,B340<=YearImpact)","v":false}]
[null,2049,{"$f":"IF(AND(Section2Trigger=RenewableElectricity,ElecReplFuel='Pick Lists'!$B$51,Ren1EnterDefault2='Pick Lists'!$B$265),'Data Input'!H88,0)","v":0},{"$f":"IF(AND(Section2Trigger=RenewableElectricity,ElecReplFuel='Pick Lists'!$B$51,OR(Ren1EnterDefault='Pick Lists'!$B$282,Ren1EnterDefault2='Pick Lists'!$B$288)),C53,0)","v":0},{"$f":"IF(AND(Section2Trigger=RenewableElectricity,ElecReplFuel='Pick Lists'!$B$52,Ren2EnterDefault2='Pick Lists'!$B$265),'Data Input'!H159,0)","v":0},{"$f":"IF(AND(Section2Trigger=RenewableElectricity,ElecReplFuel='Pick Lists'!$B$52,OR(Ren2EnterDefault='Pick Lists'!$B$282,Ren2EnterDefault2='Pick Lists'!$B$288)),C128,0)","v":0},{"$f":"IF(AND(Section2Trigger=FuelSwitching,FSEnterDefault2='Pick Lists'!$B$265),'Data Input'!H234,0)","v":0},{"$f":"IF(AND(Section2Trigger=FuelSwitching,OR(FSEnterDefault='Pick Lists'!$B$282,FSEnterDefault2='Pick Lists'!$B$288)),C200,0)","v":0},{"$f":"IF(AND(Section2Trigger=EnergyEfficiency,EEEnterDefault2='Pick Lists'!$B$265),'Data Input'!H313,0)","v":0},{"$f":"IF(AND(Section2Trigger=EnergyEfficiency,OR(EEEnterDefault='Pick Lists'!$B$283,EEEnterDefault2='Pick Lists'!$B$289)),C273,0)","v":0},0,0,0,2049.5,{"$f":"IF(AND(Section2Trigger=EnergyEfficiency,OR(EEEnterDefault='Pick Lists'!$B$283,EEEnterDefault2='Pick Lists'!$B$289)),E273,I341)","v":0},null,2049,{"$f":"IF(C341=0,0,C341*IF($C$299='Pick Lists'!$B$17,Conversions!$K$56,VLOOKUP(VLOOKUP('Data Input'!$H$40,'Pick Lists'!$B$92:$C$146,2,FALSE),'Fuel EFs'!$B$7:$X$59,14+MATCH($C$299,'Pick Lists'!$B$17:$B$25,0),FALSE)))","v":0},{"$f":"IF(D341=0,0,D341*IF($D$299='Pick Lists'!$B$17,Conversions!$K$56,VLOOKUP(VLOOKUP('Data Input'!$H$40,'Pick Lists'!$B$92:$C$146,2,FALSE),'Fuel EFs'!$B$7:$X$59,14+MATCH($D$299,'Pick Lists'!$B$17:$B$25,0),FALSE)))","v":0},{"$f":"IF($E$299='Pick Lists'!$B$63,DataProjection!E341*Conversions!$E$49,E341)","v":0},{"$f":"IF($F$299='Pick Lists'!$B$63,DataProjection!F341*Conversions!$E$49,F341)","v":0},{"$f":"IF(G341=0,0,G341*IF($G$299='Pick Lists'!$B$17,Conversions!$K$56,VLOOKUP(VLOOKUP('Data Input'!$H$186,'Pick Lists'!$B$92:$C$146,2,FALSE),'Fuel EFs'!$B$7:$X$59,14+MATCH($G$299,'Pick Lists'!$B$17:$B$25,0),FALSE)))","v":0},{"$f":"IF(H341=0,0,H341*IF($H$299='Pick Lists'!$B$17,Conversions!$K$56,VLOOKUP(VLOOKUP('Data Input'!$H$186,'Pick Lists'!$B$92:$C$146,2,FALSE),'Fuel EFs'!$B$7:$X$59,14+MATCH($H$299,'Pick Lists'!$B$17:$B$25,0),FALSE)))","v":0},{"$f":"IF(I341=0,0,I341*IF($I$299='Pick Lists'!$B$64,Conversions!$F$51,IF($I$299='Pick Lists'!$B$63,Conversions!$F$50,IF($I$299='Pick Lists'!$B$17,Conversions!$K$56,VLOOKUP(VLOOKUP('Data Input'!$H$259,'Pick Lists'!$B$92:$C$146,2,FALSE),'Fuel EFs'!$B$7:$X$59,14+MATCH($I$299,'Pick Lists'!$B$17:$B$25,0),FALSE)))))","v":0},{"$f":"IF(J341=0,0,J341*IF($J$299='Pick Lists'!$B$64,Conversions!$F$51,IF($J$299='Pick Lists'!$B$63,Conversions!$F$50,IF($J$299='Pick Lists'!$B$17,Conversions!$K$56,VLOOKUP(VLOOKUP('Data Input'!$H$259,'Pick Lists'!$B$92:$C$146,2,FALSE),'Fuel EFs'!$B$7:$X$59,14+MATCH($J$299,'Pick Lists'!$B$17:$B$25,0),FALSE)))))","v":0},0,{"$f":"IF(O341=0,0,O341*IF($K$299='Pick Lists'!$B$64,Conversions!$F$51,IF($K$299='Pick Lists'!$B$63,Conversions!$F$50,IF($K$299='Pick Lists'!$B$17,Conversions!$K$56,VLOOKUP(VLOOKUP('Data Input'!$H$259,'Pick Lists'!$B$92:$C$146,2,FALSE),'Fuel EFs'!$B$7:$X$59,14+MATCH($K$299,'Pick Lists'!$B$17:$B$25,0),FALSE)))))","v":0},null,null,{"$f":"K341*IF($K$299='Pick Lists'!$B$17,Conversions!$K$56,VLOOKUP(VLOOKUP('Data Input'!$H$259,'Pick Lists'!$B$92:$C$146,2,FALSE),'Fuel EFs'!$B$7:$X$59,14+MATCH($K$299,'Pick Lists'!$B$17:$B$25,0),FALSE))","v":{"$error":"#N/A"}},null,{"$f":"AND(ISNUMBER(B341),B341>=AdoptionYear,B341<=YearImpact)","v":false}]
[null,2050,{"$f":"IF(AND(Section2Trigger=RenewableElectricity,ElecReplFuel='Pick Lists'!$B$51,Ren1EnterDefault2='Pick Lists'!$B$265),'Data Input'!H89,0)","v":0},{"$f":"IF(AND(Section2Trigger=RenewableElectricity,ElecReplFuel='Pick Lists'!$B$51,OR(Ren1EnterDefault='Pick Lists'!$B$282,Ren1EnterDefault2='Pick Lists'!$B$288)),C54,0)","v":0},{"$f":"IF(AND(Section2Trigger=RenewableElectricity,ElecReplFuel='Pick Lists'!$B$52,Ren2EnterDefault2='Pick Lists'!$B$265),'Data Input'!H160,0)","v":0},{"$f":"IF(AND(Section2Trigger=RenewableElectricity,ElecReplFuel='Pick Lists'!$B$52,OR(Ren2EnterDefault='Pick Lists'!$B$282,Ren2EnterDefault2='Pick Lists'!$B$288)),C129,0)","v":0},{"$f":"IF(AND(Section2Trigger=FuelSwitching,FSEnterDefault2='Pick Lists'!$B$265),'Data Input'!H235,0)","v":0},{"$f":"IF(AND(Section2Trigger=FuelSwitching,OR(FSEnterDefault='Pick Lists'!$B$282,FSEnterDefault2='Pick Lists'!$B$288)),C201,0)","v":0},{"$f":"IF(AND(Section2Trigger=EnergyEfficiency,EEEnterDefault2='Pick Lists'!$B$265),'Data Input'!H314,0)","v":0},{"$f":"IF(AND(Section2Trigger=EnergyEfficiency,OR(EEEnterDefault='Pick Lists'!$B$283,EEEnterDefault2='Pick Lists'!$B$289)),C274,0)","v":0},0,0,0,{"$f":"B342+0.5","v":2050.5},{"$f":"IF(AND(Section2Trigger=EnergyEfficiency,OR(EEEnterDefault='Pick Lists'!$B$283,EEEnterDefault2='Pick Lists'!$B$289)),E294,I342)","v":0},null,2050,{"$f":"IF(C342=0,0,C342*IF($C$299='Pick Lists'!$B$17,Conversions!$K$56,VLOOKUP(VLOOKUP('Data Input'!$H$40,'Pick Lists'!$B$92:$C$146,2,FALSE),'Fuel EFs'!$B$7:$X$59,14+MATCH($C$299,'Pick Lists'!$B$17:$B$25,0),FALSE)))","v":0},{"$f":"IF(D342=0,0,D342*IF($D$299='Pick Lists'!$B$17,Conversions!$K$56,VLOOKUP(VLOOKUP('Data Input'!$H$40,'Pick Lists'!$B$92:$C$146,2,FALSE),'Fuel EFs'!$B$7:$X$59,14+MATCH($D$299,'Pick Lists'!$B$17:$B$25,0),FALSE)))","v":0},{"$f":"IF($E$299='Pick Lists'!$B$63,DataProjection!E342*Conversions!$E$49,E342)","v":0},{"$f":"IF($F$299='Pick Lists'!$B$63,DataProjection!F342*Conversions!$E$49,F342)","v":0},{"$f":"IF(G342=0,0,G342*IF($G$299='Pick Lists'!$B$17,Conversions!$K$56,VLOOKUP(VLOOKUP('Data Input'!$H$186,'Pick Lists'!$B$92:$C$146,2,FALSE),'Fuel EFs'!$B$7:$X$59,14+MATCH($G$299,'Pick Lists'!$B$17:$B$25,0),FALSE)))","v":0},{"$f":"IF(H342=0,0,H342*IF($H$299='Pick Lists'!$B$17,Conversions!$K$56,VLOOKUP(VLOOKUP('Data Input'!$H$186,'Pick Lists'!$B$92:$C$146,2,FALSE),'Fuel EFs'!$B$7:$X$59,14+MATCH($H$299,'Pick Lists'!$B$17:$B$25,0),FALSE)))","v":0},{"$f":"IF(I342=0,0,I342*IF($I$299='Pick Lists'!$B$64,Conversions!$F$51,IF($I$299='Pick Lists'!$B$63,Conversions!$F$50,IF($I$299='Pick Lists'!$B$17,Conversions!$K$56,VLOOKUP(VLOOKUP('Data Input'!$H$259,'Pick Lists'!$B$92:$C$146,2,FALSE),'Fuel EFs'!$B$7:$X$59,14+MATCH($I$299,'Pick Lists'!$B$17:$B$25,0),FALSE)))))","v":0},{"$f":"IF(J342=0,0,J342*IF($J$299='Pick Lists'!$B$64,Conversions!$F$51,IF($J$299='Pick Lists'!$B$63,Conversions!$F$50,IF($J$299='Pick Lists'!$B$17,Conversions!$K$56,VLOOKUP(VLOOKUP('Data Input'!$H$259,'Pick Lists'!$B$92:$C$146,2,FALSE),'Fuel EFs'!$B$7:$X$59,14+MATCH($J$299,'Pick Lists'!$B$17:$B$25,0),FALSE)))))","v":0},{"$f":"IF($K$299=\"<Fuel Units>\",0,SUM(R342:Y342))","v":0},{"$f":"IF(O342=0,0,O342*IF($K$299='Pick Lists'!$B$64,Conversions!$F$51,IF($K$299='Pick Lists'!$B$63,Conversions!$F$50,IF($K$299='Pick Lists'!$B$17,Conversions!$K$56,VLOOKUP(VLOOKUP('Data Input'!$H$259,'Pick Lists'!$B$92:$C$146,2,FALSE),'Fuel EFs'!$B$7:$X$59,14+MATCH($K$299,'Pick Lists'!$B$17:$B$25,0),FALSE)))))","v":0},null,null,{"$f":"K342*IF($K$299='Pick Lists'!$B$17,Conversions!$K$56,VLOOKUP(VLOOKUP('Data Input'!$H$259,'Pick Lists'!$B$92:$C$146,2,FALSE),'Fuel EFs'!$B$7:$X$59,14+MATCH($K$299,'Pick Lists'!$B$17:$B$25,0),FALSE))","v":{"$error":"#N/A"}},null,{"$f":"AND(ISNUMBER(B342),B342>=AdoptionYear,B342<=YearImpact)","v":false}]
[null,2051,{"$f":"IF(AND(Section2Trigger=RenewableElectricity,ElecReplFuel='Pick Lists'!$B$51,Ren1EnterDefault2='Pick Lists'!$B$265),'Data Input'!H90,0)","v":0},{"$f":"IF(AND(Section2Trigger=RenewableElectricity,ElecReplFuel='Pick Lists'!$B$51,OR(Ren1EnterDefault='Pick Lists'!$B$282,Ren1EnterDefault2='Pick Lists'!$B$288)),C55,0)","v":0},{"$f":"IF(AND(Section2Trigger=RenewableElectricity,ElecReplFuel='Pick Lists'!$B$52,Ren2EnterDefault2='Pick Lists'!$B$265),'Data Input'!H161,0)","v":0},{"$f":"IF(AND(Section2Trigger=RenewableElectricity,ElecReplFuel='Pick Lists'!$B$52,OR(Ren2EnterDefault='Pick Lists'!$B$282,Ren2EnterDefault2='Pick Lists'!$B$288)),C130,0)","v":0},{"$f":"IF(AND(Section2Trigger=FuelSwitching,FSEnterDefault2='Pick Lists'!$B$265),'Data Input'!H236,0)","v":0},{"$f":"IF(AND(Section2Trigger=FuelSwitching,OR(FSEnterDefault='Pick Lists'!$B$282,FSEnterDefault2='Pick Lists'!$B$288)),C202,0)","v":0},{"$f":"IF(AND(Section2Trigger=EnergyEfficiency,EEEnterDefault2='Pick Lists'!$B$265),'Data Input'!H315,0)","v":0},{"$f":"IF(AND(Section2Trigger=EnergyEfficiency,OR(EEEnterDefault='Pick Lists'!$B$283,EEEnterDefault2='Pick Lists'!$B$289)),C275,0)","v":0},0,0,0,2051.5,{"$f":"IF(AND(Section2Trigger=EnergyEfficiency,OR(EEEnterDefault='Pick Lists'!$B$283,EEEnterDefault2='Pick Lists'!$B$289)),E295,I343)","v":0},null,2051,{"$f":"IF(C343=0,0,C343*IF($C$299='Pick Lists'!$B$17,Conversions!$K$56,VLOOKUP(VLOOKUP('Data Input'!$H$40,'Pick Lists'!$B$92:$C$146,2,FALSE),'Fuel EFs'!$B$7:$X$59,14+MATCH($C$299,'Pick Lists'!$B$17:$B$25,0),FALSE)))","v":0},{"$f":"IF(D343=0,0,D343*IF($D$299='Pick Lists'!$B$17,Conversions!$K$56,VLOOKUP(VLOOKUP('Data Input'!$H$40,'Pick Lists'!$B$92:$C$146,2,FALSE),'Fuel EFs'!$B$7:$X$59,14+MATCH($D$299,'Pick Lists'!$B$17:$B$25,0),FALSE)))","v":0},{"$f":"IF($E$299='Pick Lists'!$B$63,DataProjection!E343*Conversions!$E$49,E343)","v":0},{"$f":"IF($F$299='Pick Lists'!$B$63,DataProjection!F343*Conversions!$E$49,F343)","v":0},{"$f":"IF(G343=0,0,G343*IF($G$299='Pick Lists'!$B$17,Conversions!$K$56,VLOOKUP(VLOOKUP('Data Input'!$H$186,'Pick Lists'!$B$92:$C$146,2,FALSE),'Fuel EFs'!$B$7:$X$59,14+MATCH($G$299,'Pick Lists'!$B$17:$B$25,0),FALSE)))","v":0},{"$f":"IF(H343=0,0,H343*IF($H$299='Pick Lists'!$B$17,Conversions!$K$56,VLOOKUP(VLOOKUP('Data Input'!$H$186,'Pick Lists'!$B$92:$C$146,2,FALSE),'Fuel EFs'!$B$7:$X$59,14+MATCH($H$299,'Pick Lists'!$B$17:$B$25,0),FALSE)))","v":0},{"$f":"IF(I343=0,0,I343*IF($I$299='Pick Lists'!$B$64,Conversions!$F$51,IF($I$299='Pick Lists'!$B$63,Conversions!$F$50,IF($I$299='Pick Lists'!$B$17,Conversions!$K$56,VLOOKUP(VLOOKUP('Data Input'!$H$259,'Pick Lists'!$B$92:$C$146,2,FALSE),'Fuel EFs'!$B$7:$X$59,14+MATCH($I$299,'Pick Lists'!$B$17:$B$25,0),FALSE)))))","v":0},{"$f":"IF(J343=0,0,J343*IF($J$299='Pick Lists'!$B$64,Conversions!$F$51,IF($J$299='Pick Lists'!$B$63,Conversions!$F$50,IF($J$299='Pick Lists'!$B$17,Conversions!$K$56,VLOOKUP(VLOOKUP('Data Input'!$H$259,'Pick Lists'!$B$92:$C$146,2,FALSE),'Fuel EFs'!$B$7:$X$59,14+MATCH($J$299,'Pick Lists'!$B$17:$B$25,0),FALSE)))))","v":0},0,{"$f":"IF(O343=0,0,O343*IF($K$299='Pick Lists'!$B$64,Conversions!$F$51,IF($K$299='Pick Lists'!$B$63,Conversions!$F$50,IF($K$299='Pick Lists'!$B$17,Conversions!$K$56,VLOOKUP(VLOOKUP('Data Input'!$H$259,'Pick Lists'!$B$92:$C$146,2,FALSE),'Fuel EFs'!$B$7:$X$59,14+MATCH($K$299,'Pick Lists'!$B$17:$B$25,0),FALSE)))))","v":0},null,null,{"$f":"K343*IF($K$299='Pick Lists'!$B$17,Conversions!$K$56,VLOOKUP(VLOOKUP('Data Input'!$H$259,'Pick Lists'!$B$92:$C$146,2,FALSE),'Fuel EFs'!$B$7:$X$59,14+MATCH($K$299,'Pick Lists'!$B$17:$B$25,0),FALSE))","v":{"$error":"#N/A"}},null,{"$f":"AND(ISNUMBER(B343),B343>=AdoptionYear,B343<=YearImpact)","v":false}]
[null,2052,{"$f":"IF(AND(Section2Trigger=RenewableElectricity,ElecReplFuel='Pick Lists'!$B$51,Ren1EnterDefault2='Pick Lists'!$B$265),'Data Input'!H91,0)","v":0},{"$f":"IF(AND(Section2Trigger=RenewableElectricity,ElecReplFuel='Pick Lists'!$B$51,OR(Ren1EnterDefault='Pick Lists'!$B$282,Ren1EnterDefault2='Pick Lists'!$B$288)),C56,0)","v":0},{"$f":"IF(AND(Section2Trigger=RenewableElectricity,ElecReplFuel='Pick Lists'!$B$52,Ren2EnterDefault2='Pick Lists'!$B$265),'Data Input'!H162,0)","v":0},{"$f":"IF(AND(Section2Trigger=RenewableElectricity,ElecReplFuel='Pick Lists'!$B$52,OR(Ren2EnterDefault='Pick Lists'!$B$282,Ren2EnterDefault2='Pick Lists'!$B$288)),C131,0)","v":0},{"$f":"IF(AND(Section2Trigger=FuelSwitching,FSEnterDefault2='Pick Lists'!$B$265),'Data Input'!H237,0)","v":0},{"$f":"IF(AND(Section2Trigger=FuelSwitching,OR(FSEnterDefault='Pick Lists'!$B$282,FSEnterDefault2='Pick Lists'!$B$288)),C203,0)","v":0},{"$f":"IF(AND(Section2Trigger=EnergyEfficiency,EEEnterDefault2='Pick Lists'!$B$265),'Data Input'!H316,0)","v":0},{"$f":"IF(AND(Section2Trigger=EnergyEfficiency,OR(EEEnterDefault='Pick Lists'!$B$283,EEEnterDefault2='Pick Lists'!$B$289)),C276,0)","v":0},0,0,0,2052.5,{"$f":"IF(AND(Section2Trigger=EnergyEfficiency,OR(EEEnterDefault='Pick Lists'!$B$283,EEEnterDefault2='Pick Lists'!$B$289)),E296,I344)","v":0},null,2052,{"$f":"IF(C344=0,0,C344*IF($C$299='Pick Lists'!$B$17,Conversions!$K$56,VLOOKUP(VLOOKUP('Data Input'!$H$40,'Pick Lists'!$B$92:$C$146,2,FALSE),'Fuel EFs'!$B$7:$X$59,14+MATCH($C$299,'Pick Lists'!$B$17:$B$25,0),FALSE)))","v":0},{"$f":"IF(D344=0,0,D344*IF($D$299='Pick Lists'!$B$17,Conversions!$K$56,VLOOKUP(VLOOKUP('Data Input'!$H$40,'Pick Lists'!$B$92:$C$146,2,FALSE),'Fuel EFs'!$B$7:$X$59,14+MATCH($D$299,'Pick Lists'!$B$17:$B$25,0),FALSE)))","v":0},{"$f":"IF($E$299='Pick Lists'!$B$63,DataProjection!E344*Conversions!$E$49,E344)","v":0},{"$f":"IF($F$299='Pick Lists'!$B$63,DataProjection!F344*Conversions!$E$49,F344)","v":0},{"$f":"IF(G344=0,0,G344*IF($G$299='Pick Lists'!$B$17,Conversions!$K$56,VLOOKUP(VLOOKUP('Data Input'!$H$186,'Pick Lists'!$B$92:$C$146,2,FALSE),'Fuel EFs'!$B$7:$X$59,14+MATCH($G$299,'Pick Lists'!$B$17:$B$25,0),FALSE)))","v":0},{"$f":"IF(H344=0,0,H344*IF($H$299='Pick Lists'!$B$17,Conversions!$K$56,VLOOKUP(VLOOKUP('Data Input'!$H$186,'Pick Lists'!$B$92:$C$146,2,FALSE),'Fuel EFs'!$B$7:$X$59,14+MATCH($H$299,'Pick Lists'!$B$17:$B$25,0),FALSE)))","v":0},{"$f":"IF(I344=0,0,I344*IF($I$299='Pick Lists'!$B$64,Conversions!$F$51,IF($I$299='Pick Lists'!$B$63,Conversions!$F$50,IF($I$299='Pick Lists'!$B$17,Conversions!$K$56,VLOOKUP(VLOOKUP('Data Input'!$H$259,'Pick Lists'!$B$92:$C$146,2,FALSE),'Fuel EFs'!$B$7:$X$59,14+MATCH($I$299,'Pick Lists'!$B$17:$B$25,0),FALSE)))))","v":0},{"$f":"IF(J344=0,0,J344*IF($J$299='Pick Lists'!$B$64,Conversions!$F$51,IF($J$299='Pick Lists'!$B$63,Conversions!$F$50,IF($J$299='Pick Lists'!$B$17,Conversions!$K$56,VLOOKUP(VLOOKUP('Data Input'!$H$259,'Pick Lists'!$B$92:$C$146,2,FALSE),'Fuel EFs'!$B$7:$X$59,14+MATCH($J$299,'Pick Lists'!$B$17:$B$25,0),FALSE)))))","v":0},0,{"$f":"IF(O344=0,0,O344*IF($K$299='Pick Lists'!$B$64,Conversions!$F$51,IF($K$299='Pick Lists'!$B$63,Conversions!$F$50,IF($K$299='Pick Lists'!$B$17,Conversions!$K$56,VLOOKUP(VLOOKUP('Data Input'!$H$259,'Pick Lists'!$B$92:$C$146,2,FALSE),'Fuel EFs'!$B$7:$X$59,14+MATCH($K$299,'Pick Lists'!$B$17:$B$25,0),FALSE)))))","v":0},null,null,{"$f":"K344*IF($K$299='Pick Lists'!$B$17,Conversions!$K$56,VLOOKUP(VLOOKUP('Data Input'!$H$259,'Pick Lists'!$B$92:$C$146,2,FALSE),'Fuel EFs'!$B$7:$X$59,14+MATCH($K$299,'Pick Lists'!$B$17:$B$25,0),FALSE))","v":{"$error":"#N/A"}},null,{"$f":"AND(ISNUMBER(B344),B344>=AdoptionYear,B344<=YearImpact)","v":false}]
[null,2053,{"$f":"IF(AND(Section2Trigger=RenewableElectricity,ElecReplFuel='Pick Lists'!$B$51,Ren1EnterDefault2='Pick Lists'!$B$265),'Data Input'!H92,0)","v":0},{"$f":"IF(AND(Section2Trigger=RenewableElectricity,ElecReplFuel='Pick Lists'!$B$51,OR(Ren1EnterDefault='Pick Lists'!$B$282,Ren1EnterDefault2='Pick Lists'!$B$288)),C57,0)","v":0},{"$f":"IF(AND(Section2Trigger=RenewableElectricity,ElecReplFuel='Pick Lists'!$B$52,Ren2EnterDefault2='Pick Lists'!$B$265),'Data Input'!H163,0)","v":0},{"$f":"IF(AND(Section2Trigger=RenewableElectricity,ElecReplFuel='Pick Lists'!$B$52,OR(Ren2EnterDefault='Pick Lists'!$B$282,Ren2EnterDefault2='Pick Lists'!$B$288)),C132,0)","v":0},{"$f":"IF(AND(Section2Trigger=FuelSwitching,FSEnterDefault2='Pick Lists'!$B$265),'Data Input'!H238,0)","v":0},{"$f":"IF(AND(Section2Trigger=FuelSwitching,OR(FSEnterDefault='Pick Lists'!$B$282,FSEnterDefault2='Pick Lists'!$B$288)),C204,0)","v":0},{"$f":"IF(AND(Section2Trigger=EnergyEfficiency,EEEnterDefault2='Pick Lists'!$B$265),'Data Input'!H317,0)","v":0},{"$f":"IF(AND(Section2Trigger=EnergyEfficiency,OR(EEEnterDefault='Pick Lists'!$B$283,EEEnterDefault2='Pick Lists'!$B$289)),C277,0)","v":0},0,0,0,2053.5,{"$f":"IF(AND(Section2Trigger=EnergyEfficiency,OR(EEEnterDefault='Pick Lists'!$B$283,EEEnterDefault2='Pick Lists'!$B$289)),E297,I345)","v":0},null,2053,{"$f":"IF(C345=0,0,C345*IF($C$299='Pick Lists'!$B$17,Conversions!$K$56,VLOOKUP(VLOOKUP('Data Input'!$H$40,'Pick Lists'!$B$92:$C$146,2,FALSE),'Fuel EFs'!$B$7:$X$59,14+MATCH($C$299,'Pick Lists'!$B$17:$B$25,0),FALSE)))","v":0},{"$f":"IF(D345=0,0,D345*IF($D$299='Pick Lists'!$B$17,Conversions!$K$56,VLOOKUP(VLOOKUP('Data Input'!$H$40,'Pick Lists'!$B$92:$C$146,2,FALSE),'Fuel EFs'!$B$7:$X$59,14+MATCH($D$299,'Pick Lists'!$B$17:$B$25,0),FALSE)))","v":0},{"$f":"IF($E$299='Pick Lists'!$B$63,DataProjection!E345*Conversions!$E$49,E345)","v":0},{"$f":"IF($F$299='Pick Lists'!$B$63,DataProjection!F345*Conversions!$E$49,F345)","v":0},{"$f":"IF(G345=0,0,G345*IF($G$299='Pick Lists'!$B$17,Conversions!$K$56,VLOOKUP(VLOOKUP('Data Input'!$H$186,'Pick Lists'!$B$92:$C$146,2,FALSE),'Fuel EFs'!$B$7:$X$59,14+MATCH($G$299,'Pick Lists'!$B$17:$B$25,0),FALSE)))","v":0},{"$f":"IF(H345=0,0,H345*IF($H$299='Pick Lists'!$B$17,Conversions!$K$56,VLOOKUP(VLOOKUP('Data Input'!$H$186,'Pick Lists'!$B$92:$C$146,2,FALSE),'Fuel EFs'!$B$7:$X$59,14+MATCH($H$299,'Pick Lists'!$B$17:$B$25,0),FALSE)))","v":0},{"$f":"IF(I345=0,0,I345*IF($I$299='Pick Lists'!$B$64,Conversions!$F$51,IF($I$299='Pick Lists'!$B$63,Conversions!$F$50,IF($I$299='Pick Lists'!$B$17,Conversions!$K$56,VLOOKUP(VLOOKUP('Data Input'!$H$259,'Pick Lists'!$B$92:$C$146,2,FALSE),'Fuel EFs'!$B$7:$X$59,14+MATCH($I$299,'Pick Lists'!$B$17:$B$25,0),FALSE)))))","v":0},{"$f":"IF(J345=0,0,J345*IF($J$299='Pick Lists'!$B$64,Conversions!$F$51,IF($J$299='Pick Lists'!$B$63,Conversions!$F$50,IF($J$299='Pick Lists'!$B$17,Conversions!$K$56,VLOOKUP(VLOOKUP('Data Input'!$H$259,'Pick Lists'!$B$92:$C$146,2,FALSE),'Fuel EFs'!$B$7:$X$59,14+MATCH($J$299,'Pick Lists'!$B$17:$B$25,0),FALSE)))))","v":0},0,{"$f":"IF(O345=0,0,O345*IF($K$299='Pick Lists'!$B$64,Conversions!$F$51,IF($K$299='Pick Lists'!$B$63,Conversions!$F$50,IF($K$299='Pick Lists'!$B$17,Conversions!$K$56,VLOOKUP(VLOOKUP('Data Input'!$H$259,'Pick Lists'!$B$92:$C$146,2,FALSE),'Fuel EFs'!$B$7:$X$59,14+MATCH($K$299,'Pick Lists'!$B$17:$B$25,0),FALSE)))))","v":0},null,null,{"$f":"K345*IF($K$299='Pick Lists'!$B$17,Conversions!$K$56,VLOOKUP(VLOOKUP('Data Input'!$H$259,'Pick Lists'!$B$92:$C$146,2,FALSE),'Fuel EFs'!$B$7:$X$59,14+MATCH($K$299,'Pick Lists'!$B$17:$B$25,0),FALSE))","v":{"$error":"#N/A"}},null,{"$f":"AND(ISNUMBER(B345),B345>=AdoptionYear,B345<=YearImpact)","v":false}]
[null,2054,{"$f":"IF(AND(Section2Trigger=RenewableElectricity,ElecReplFuel='Pick Lists'!$B$51,Ren1EnterDefault2='Pick Lists'!$B$265),'Data Input'!H93,0)","v":0},{"$f":"IF(AND(Section2Trigger=RenewableElectricity,ElecReplFuel='Pick Lists'!$B$51,OR(Ren1EnterDefault='Pick Lists'!$B$282,Ren1EnterDefault2='Pick Lists'!$B$288)),C58,0)","v":0},{"$f":"IF(AND(Section2Trigger=RenewableElectricity,ElecReplFuel='Pick Lists'!$B$52,Ren2EnterDefault2='Pick Lists'!$B$265),'Data Input'!H164,0)","v":0},{"$f":"IF(AND(Section2Trigger=RenewableElectricity,ElecReplFuel='Pick Lists'!$B$52,OR(Ren2EnterDefault='Pick Lists'!$B$282,Ren2EnterDefault2='Pick Lists'!$B$288)),C133,0)","v":0},{"$f":"IF(AND(Section2Trigger=FuelSwitching,FSEnterDefault2='Pick Lists'!$B$265),'Data Input'!H239,0)","v":0},{"$f":"IF(AND(Section2Trigger=FuelSwitching,OR(FSEnterDefault='Pick Lists'!$B$282,FSEnterDefault2='Pick Lists'!$B$288)),C205,0)","v":0},{"$f":"IF(AND(Section2Trigger=EnergyEfficiency,EEEnterDefault2='Pick Lists'!$B$265),'Data Input'!H318,0)","v":0},{"$f":"IF(AND(Section2Trigger=EnergyEfficiency,OR(EEEnterDefault='Pick Lists'!$B$283,EEEnterDefault2='Pick Lists'!$B$289)),C278,0)","v":0},0,0,0,2054.5,{"$f":"IF(AND(Section2Trigger=EnergyEfficiency,OR(EEEnterDefault='Pick Lists'!$B$283,EEEnterDefault2='Pick Lists'!$B$289)),E298,I346)","v":0},null,2054,{"$f":"IF(C346=0,0,C346*IF($C$299='Pick Lists'!$B$17,Conversions!$K$56,VLOOKUP(VLOOKUP('Data Input'!$H$40,'Pick Lists'!$B$92:$C$146,2,FALSE),'Fuel EFs'!$B$7:$X$59,14+MATCH($C$299,'Pick Lists'!$B$17:$B$25,0),FALSE)))","v":0},{"$f":"IF(D346=0,0,D346*IF($D$299='Pick Lists'!$B$17,Conversions!$K$56,VLOOKUP(VLOOKUP('Data Input'!$H$40,'Pick Lists'!$B$92:$C$146,2,FALSE),'Fuel EFs'!$B$7:$X$59,14+MATCH($D$299,'Pick Lists'!$B$17:$B$25,0),FALSE)))","v":0},{"$f":"IF($E$299='Pick Lists'!$B$63,DataProjection!E346*Conversions!$E$49,E346)","v":0},{"$f":"IF($F$299='Pick Lists'!$B$63,DataProjection!F346*Conversions!$E$49,F346)","v":0},{"$f":"IF(G346=0,0,G346*IF($G$299='Pick Lists'!$B$17,Conversions!$K$56,VLOOKUP(VLOOKUP('Data Input'!$H$186,'Pick Lists'!$B$92:$C$146,2,FALSE),'Fuel EFs'!$B$7:$X$59,14+MATCH($G$299,'Pick Lists'!$B$17:$B$25,0),FALSE)))","v":0},{"$f":"IF(H346=0,0,H346*IF($H$299='Pick Lists'!$B$17,Conversions!$K$56,VLOOKUP(VLOOKUP('Data Input'!$H$186,'Pick Lists'!$B$92:$C$146,2,FALSE),'Fuel EFs'!$B$7:$X$59,14+MATCH($H$299,'Pick Lists'!$B$17:$B$25,0),FALSE)))","v":0},{"$f":"IF(I346=0,0,I346*IF($I$299='Pick Lists'!$B$64,Conversions!$F$51,IF($I$299='Pick Lists'!$B$63,Conversions!$F$50,IF($I$299='Pick Lists'!$B$17,Conversions!$K$56,VLOOKUP(VLOOKUP('Data Input'!$H$259,'Pick Lists'!$B$92:$C$146,2,FALSE),'Fuel EFs'!$B$7:$X$59,14+MATCH($I$299,'Pick Lists'!$B$17:$B$25,0),FALSE)))))","v":0},{"$f":"IF(J346=0,0,J346*IF($J$299='Pick Lists'!$B$64,Conversions!$F$51,IF($J$299='Pick Lists'!$B$63,Conversions!$F$50,IF($J$299='Pick Lists'!$B$17,Conversions!$K$56,VLOOKUP(VLOOKUP('Data Input'!$H$259,'Pick Lists'!$B$92:$C$146,2,FALSE),'Fuel EFs'!$B$7:$X$59,14+MATCH($J$299,'Pick Lists'!$B$17:$B$25,0),FALSE)))))","v":0},0,{"$f":"IF(O346=0,0,O346*IF($K$299='Pick Lists'!$B$64,Conversions!$F$51,IF($K$299='Pick Lists'!$B$63,Conversions!$F$50,IF($K$299='Pick Lists'!$B$17,Conversions!$K$56,VLOOKUP(VLOOKUP('Data Input'!$H$259,'Pick Lists'!$B$92:$C$146,2,FALSE),'Fuel EFs'!$B$7:$X$59,14+MATCH($K$299,'Pick Lists'!$B$17:$B$25,0),FALSE)))))","v":0},null,null,{"$f":"K346*IF($K$299='Pick Lists'!$B$17,Conversions!$K$56,VLOOKUP(VLOOKUP('Data Input'!$H$259,'Pick Lists'!$B$92:$C$146,2,FALSE),'Fuel EFs'!$B$7:$X$59,14+MATCH($K$299,'Pick Lists'!$B$17:$B$25,0),FALSE))","v":{"$error":"#N/A"}},null,{"$f":"AND(ISNUMBER(B346),B346>=AdoptionYear,B346<=YearImpact)","v":false}]
[null,2055,{"$f":"IF(AND(Section2Trigger=RenewableElectricity,ElecReplFuel='Pick Lists'!$B$51,Ren1EnterDefault2='Pick Lists'!$B$265),'Data Input'!H94,0)","v":0},{"$f":"IF(AND(Section2Trigger=RenewableElectricity,ElecReplFuel='Pick Lists'!$B$51,OR(Ren1EnterDefault='Pick Lists'!$B$282,Ren1EnterDefault2='Pick Lists'!$B$288)),C59,0)","v":0},{"$f":"IF(AND(Section2Trigger=RenewableElectricity,ElecReplFuel='Pick Lists'!$B$52,Ren2EnterDefault2='Pick Lists'!$B$265),'Data Input'!H165,0)","v":0},{"$f":"IF(AND(Section2Trigger=RenewableElectricity,ElecReplFuel='Pick Lists'!$B$52,OR(Ren2EnterDefault='Pick Lists'!$B$282,Ren2EnterDefault2='Pick Lists'!$B$288)),C134,0)","v":0},{"$f":"IF(AND(Section2Trigger=FuelSwitching,FSEnterDefault2='Pick Lists'!$B$265),'Data Input'!H240,0)","v":0},{"$f":"IF(AND(Section2Trigger=FuelSwitching,OR(FSEnterDefault='Pick Lists'!$B$282,FSEnterDefault2='Pick Lists'!$B$288)),C206,0)","v":0},{"$f":"IF(AND(Section2Trigger=EnergyEfficiency,EEEnterDefault2='Pick Lists'!$B$265),'Data Input'!H319,0)","v":0},{"$f":"IF(AND(Section2Trigger=EnergyEfficiency,OR(EEEnterDefault='Pick Lists'!$B$283,EEEnterDefault2='Pick Lists'!$B$289)),C279,0)","v":0},0,0,0,2055.5,{"$f":"IF(AND(Section2Trigger=EnergyEfficiency,OR(EEEnterDefault='Pick Lists'!$B$283,EEEnterDefault2='Pick Lists'!$B$289)),E299,I347)","v":0},null,2055,{"$f":"IF(C347=0,0,C347*IF($C$299='Pick Lists'!$B$17,Conversions!$K$56,VLOOKUP(VLOOKUP('Data Input'!$H$40,'Pick Lists'!$B$92:$C$146,2,FALSE),'Fuel EFs'!$B$7:$X$59,14+MATCH($C$299,'Pick Lists'!$B$17:$B$25,0),FALSE)))","v":0},{"$f":"IF(D347=0,0,D347*IF($D$299='Pick Lists'!$B$17,Conversions!$K$56,VLOOKUP(VLOOKUP('Data Input'!$H$40,'Pick Lists'!$B$92:$C$146,2,FALSE),'Fuel EFs'!$B$7:$X$59,14+MATCH($D$299,'Pick Lists'!$B$17:$B$25,0),FALSE)))","v":0},{"$f":"IF($E$299='Pick Lists'!$B$63,DataProjection!E347*Conversions!$E$49,E347)","v":0},{"$f":"IF($F$299='Pick Lists'!$B$63,DataProjection!F347*Conversions!$E$49,F347)","v":0},{"$f":"IF(G347=0,0,G347*IF($G$299='Pick Lists'!$B$17,Conversions!$K$56,VLOOKUP(VLOOKUP('Data Input'!$H$186,'Pick Lists'!$B$92:$C$146,2,FALSE),'Fuel EFs'!$B$7:$X$59,14+MATCH($G$299,'Pick Lists'!$B$17:$B$25,0),FALSE)))","v":0},{"$f":"IF(H347=0,0,H347*IF($H$299='Pick Lists'!$B$17,Conversions!$K$56,VLOOKUP(VLOOKUP('Data Input'!$H$186,'Pick Lists'!$B$92:$C$146,2,FALSE),'Fuel EFs'!$B$7:$X$59,14+MATCH($H$299,'Pick Lists'!$B$17:$B$25,0),FALSE)))","v":0},{"$f":"IF(I347=0,0,I347*IF($I$299='Pick Lists'!$B$64,Conversions!$F$51,IF($I$299='Pick Lists'!$B$63,Conversions!$F$50,IF($I$299='Pick Lists'!$B$17,Conversions!$K$56,VLOOKUP(VLOOKUP('Data Input'!$H$259,'Pick Lists'!$B$92:$C$146,2,FALSE),'Fuel EFs'!$B$7:$X$59,14+MATCH($I$299,'Pick Lists'!$B$17:$B$25,0),FALSE)))))","v":0},{"$f":"IF(J347=0,0,J347*IF($J$299='Pick Lists'!$B$64,Conversions!$F$51,IF($J$299='Pick Lists'!$B$63,Conversions!$F$50,IF($J$299='Pick Lists'!$B$17,Conversions!$K$56,VLOOKUP(VLOOKUP('Data Input'!$H$259,'Pick Lists'!$B$92:$C$146,2,FALSE),'Fuel EFs'!$B$7:$X$59,14+MATCH($J$299,'Pick Lists'!$B$17:$B$25,0),FALSE)))))","v":0},0,{"$f":"IF(O347=0,0,O347*IF($K$299='Pick Lists'!$B$64,Conversions!$F$51,IF($K$299='Pick Lists'!$B$63,Conversions!$F$50,IF($K$299='Pick Lists'!$B$17,Conversions!$K$56,VLOOKUP(VLOOKUP('Data Input'!$H$259,'Pick Lists'!$B$92:$C$146,2,FALSE),'Fuel EFs'!$B$7:$X$59,14+MATCH($K$299,'Pick Lists'!$B$17:$B$25,0),FALSE)))))","v":0},null,null,{"$f":"K347*IF($K$299='Pick Lists'!$B$17,Conversions!$K$56,VLOOKUP(VLOOKUP('Data Input'!$H$259,'Pick Lists'!$B$92:$C$146,2,FALSE),'Fuel EFs'!$B$7:$X$59,14+MATCH($K$299,'Pick Lists'!$B$17:$B$25,0),FALSE))","v":{"$error":"#N/A"}},null,{"$f":"AND(ISNUMBER(B347),B347>=AdoptionYear,B347<=YearImpact)","v":false}]
[null,2056,{"$f":"IF(AND(Section2Trigger=RenewableElectricity,ElecReplFuel='Pick Lists'!$B$51,Ren1EnterDefault2='Pick Lists'!$B$265),'Data Input'!H95,0)","v":0},{"$f":"IF(AND(Section2Trigger=RenewableElectricity,ElecReplFuel='Pick Lists'!$B$51,OR(Ren1EnterDefault='Pick Lists'!$B$282,Ren1EnterDefault2='Pick Lists'!$B$288)),C60,0)","v":0},{"$f":"IF(AND(Section2Trigger=RenewableElectricity,ElecReplFuel='Pick Lists'!$B$52,Ren2EnterDefault2='Pick Lists'!$B$265),'Data Input'!H166,0)","v":0},{"$f":"IF(AND(Section2Trigger=RenewableElectricity,ElecReplFuel='Pick Lists'!$B$52,OR(Ren2EnterDefault='Pick Lists'!$B$282,Ren2EnterDefault2='Pick Lists'!$B$288)),C135,0)","v":0},{"$f":"IF(AND(Section2Trigger=FuelSwitching,FSEnterDefault2='Pick Lists'!$B$265),'Data Input'!H241,0)","v":0},{"$f":"IF(AND(Section2Trigger=FuelSwitching,OR(FSEnterDefault='Pick Lists'!$B$282,FSEnterDefault2='Pick Lists'!$B$288)),C207,0)","v":0},{"$f":"IF(AND(Section2Trigger=EnergyEfficiency,EEEnterDefault2='Pick Lists'!$B$265),'Data Input'!H320,0)","v":0},{"$f":"IF(AND(Section2Trigger=EnergyEfficiency,OR(EEEnterDefault='Pick Lists'!$B$283,EEEnterDefault2='Pick Lists'!$B$289)),C280,0)","v":0},0,0,0,2056.5,{"$f":"IF(AND(Section2Trigger=EnergyEfficiency,OR(EEEnterDefault='Pick Lists'!$B$283,EEEnterDefault2='Pick Lists'!$B$289)),E300,I348)","v":0},null,2056,{"$f":"IF(C348=0,0,C348*IF($C$299='Pick Lists'!$B$17,Conversions!$K$56,VLOOKUP(VLOOKUP('Data Input'!$H$40,'Pick Lists'!$B$92:$C$146,2,FALSE),'Fuel EFs'!$B$7:$X$59,14+MATCH($C$299,'Pick Lists'!$B$17:$B$25,0),FALSE)))","v":0},{"$f":"IF(D348=0,0,D348*IF($D$299='Pick Lists'!$B$17,Conversions!$K$56,VLOOKUP(VLOOKUP('Data Input'!$H$40,'Pick Lists'!$B$92:$C$146,2,FALSE),'Fuel EFs'!$B$7:$X$59,14+MATCH($D$299,'Pick Lists'!$B$17:$B$25,0),FALSE)))","v":0},{"$f":"IF($E$299='Pick Lists'!$B$63,DataProjection!E348*Conversions!$E$49,E348)","v":0},{"$f":"IF($F$299='Pick Lists'!$B$63,DataProjection!F348*Conversions!$E$49,F348)","v":0},{"$f":"IF(G348=0,0,G348*IF($G$299='Pick Lists'!$B$17,Conversions!$K$56,VLOOKUP(VLOOKUP('Data Input'!$H$186,'Pick Lists'!$B$92:$C$146,2,FALSE),'Fuel EFs'!$B$7:$X$59,14+MATCH($G$299,'Pick Lists'!$B$17:$B$25,0),FALSE)))","v":0},{"$f":"IF(H348=0,0,H348*IF($H$299='Pick Lists'!$B$17,Conversions!$K$56,VLOOKUP(VLOOKUP('Data Input'!$H$186,'Pick Lists'!$B$92:$C$146,2,FALSE),'Fuel EFs'!$B$7:$X$59,14+MATCH($H$299,'Pick Lists'!$B$17:$B$25,0),FALSE)))","v":0},{"$f":"IF(I348=0,0,I348*IF($I$299='Pick Lists'!$B$64,Conversions!$F$51,IF($I$299='Pick Lists'!$B$63,Conversions!$F$50,IF($I$299='Pick Lists'!$B$17,Conversions!$K$56,VLOOKUP(VLOOKUP('Data Input'!$H$259,'Pick Lists'!$B$92:$C$146,2,FALSE),'Fuel EFs'!$B$7:$X$59,14+MATCH($I$299,'Pick Lists'!$B$17:$B$25,0),FALSE)))))","v":0},{"$f":"IF(J348=0,0,J348*IF($J$299='Pick Lists'!$B$64,Conversions!$F$51,IF($J$299='Pick Lists'!$B$63,Conversions!$F$50,IF($J$299='Pick Lists'!$B$17,Conversions!$K$56,VLOOKUP(VLOOKUP('Data Input'!$H$259,'Pick Lists'!$B$92:$C$146,2,FALSE),'Fuel EFs'!$B$7:$X$59,14+MATCH($J$299,'Pick Lists'!$B$17:$B$25,0),FALSE)))))","v":0},0,{"$f":"IF(O348=0,0,O348*IF($K$299='Pick Lists'!$B$64,Conversions!$F$51,IF($K$299='Pick Lists'!$B$63,Conversions!$F$50,IF($K$299='Pick Lists'!$B$17,Conversions!$K$56,VLOOKUP(VLOOKUP('Data Input'!$H$259,'Pick Lists'!$B$92:$C$146,2,FALSE),'Fuel EFs'!$B$7:$X$59,14+MATCH($K$299,'Pick Lists'!$B$17:$B$25,0),FALSE)))))","v":0},null,null,{"$f":"K348*IF($K$299='Pick Lists'!$B$17,Conversions!$K$56,VLOOKUP(VLOOKUP('Data Input'!$H$259,'Pick Lists'!$B$92:$C$146,2,FALSE),'Fuel EFs'!$B$7:$X$59,14+MATCH($K$299,'Pick Lists'!$B$17:$B$25,0),FALSE))","v":{"$error":"#N/A"}},null,{"$f":"AND(ISNUMBER(B348),B348>=AdoptionYear,B348<=YearImpact)","v":false}]
[null,2057,{"$f":"IF(AND(Section2Trigger=RenewableElectricity,ElecReplFuel='Pick Lists'!$B$51,Ren1EnterDefault2='Pick Lists'!$B$265),'Data Input'!H96,0)","v":0},{"$f":"IF(AND(Section2Trigger=RenewableElectricity,ElecReplFuel='Pick Lists'!$B$51,OR(Ren1EnterDefault='Pick Lists'!$B$282,Ren1EnterDefault2='Pick Lists'!$B$288)),C61,0)","v":0},{"$f":"IF(AND(Section2Trigger=RenewableElectricity,ElecReplFuel='Pick Lists'!$B$52,Ren2EnterDefault2='Pick Lists'!$B$265),'Data Input'!H167,0)","v":0},{"$f":"IF(AND(Section2Trigger=RenewableElectricity,ElecReplFuel='Pick Lists'!$B$52,OR(Ren2EnterDefault='Pick Lists'!$B$282,Ren2EnterDefault2='Pick Lists'!$B$288)),C136,0)","v":0},{"$f":"IF(AND(Section2Trigger=FuelSwitching,FSEnterDefault2='Pick Lists'!$B$265),'Data Input'!H242,0)","v":0},{"$f":"IF(AND(Section2Trigger=FuelSwitching,OR(FSEnterDefault='Pick Lists'!$B$282,FSEnterDefault2='Pick Lists'!$B$288)),C208,0)","v":0},{"$f":"IF(AND(Section2Trigger=EnergyEfficiency,EEEnterDefault2='Pick Lists'!$B$265),'Data Input'!H321,0)","v":0},{"$f":"IF(AND(Section2Trigger=EnergyEfficiency,OR(EEEnterDefault='Pick Lists'!$B$283,EEEnterDefault2='Pick Lists'!$B$289)),C281,0)","v":0},0,0,0,2057.5,{"$f":"IF(AND(Section2Trigger=EnergyEfficiency,OR(EEEnterDefault='Pick Lists'!$B$283,EEEnterDefault2='Pick Lists'!$B$289)),E301,I349)","v":0},null,2057,{"$f":"IF(C349=0,0,C349*IF($C$299='Pick Lists'!$B$17,Conversions!$K$56,VLOOKUP(VLOOKUP('Data Input'!$H$40,'Pick Lists'!$B$92:$C$146,2,FALSE),'Fuel EFs'!$B$7:$X$59,14+MATCH($C$299,'Pick Lists'!$B$17:$B$25,0),FALSE)))","v":0},{"$f":"IF(D349=0,0,D349*IF($D$299='Pick Lists'!$B$17,Conversions!$K$56,VLOOKUP(VLOOKUP('Data Input'!$H$40,'Pick Lists'!$B$92:$C$146,2,FALSE),'Fuel EFs'!$B$7:$X$59,14+MATCH($D$299,'Pick Lists'!$B$17:$B$25,0),FALSE)))","v":0},{"$f":"IF($E$299='Pick Lists'!$B$63,DataProjection!E349*Conversions!$E$49,E349)","v":0},{"$f":"IF($F$299='Pick Lists'!$B$63,DataProjection!F349*Conversions!$E$49,F349)","v":0},{"$f":"IF(G349=0,0,G349*IF($G$299='Pick Lists'!$B$17,Conversions!$K$56,VLOOKUP(VLOOKUP('Data Input'!$H$186,'Pick Lists'!$B$92:$C$146,2,FALSE),'Fuel EFs'!$B$7:$X$59,14+MATCH($G$299,'Pick Lists'!$B$17:$B$25,0),FALSE)))","v":0},{"$f":"IF(H349=0,0,H349*IF($H$299='Pick Lists'!$B$17,Conversions!$K$56,VLOOKUP(VLOOKUP('Data Input'!$H$186,'Pick Lists'!$B$92:$C$146,2,FALSE),'Fuel EFs'!$B$7:$X$59,14+MATCH($H$299,'Pick Lists'!$B$17:$B$25,0),FALSE)))","v":0},{"$f":"IF(I349=0,0,I349*IF($I$299='Pick Lists'!$B$64,Conversions!$F$51,IF($I$299='Pick Lists'!$B$63,Conversions!$F$50,IF($I$299='Pick Lists'!$B$17,Conversions!$K$56,VLOOKUP(VLOOKUP('Data Input'!$H$259,'Pick Lists'!$B$92:$C$146,2,FALSE),'Fuel EFs'!$B$7:$X$59,14+MATCH($I$299,'Pick Lists'!$B$17:$B$25,0),FALSE)))))","v":0},{"$f":"IF(J349=0,0,J349*IF($J$299='Pick Lists'!$B$64,Conversions!$F$51,IF($J$299='Pick Lists'!$B$63,Conversions!$F$50,IF($J$299='Pick Lists'!$B$17,Conversions!$K$56,VLOOKUP(VLOOKUP('Data Input'!$H$259,'Pick Lists'!$B$92:$C$146,2,FALSE),'Fuel EFs'!$B$7:$X$59,14+MATCH($J$299,'Pick Lists'!$B$17:$B$25,0),FALSE)))))","v":0},0,{"$f":"IF(O349=0,0,O349*IF($K$299='Pick Lists'!$B$64,Conversions!$F$51,IF($K$299='Pick Lists'!$B$63,Conversions!$F$50,IF($K$299='Pick Lists'!$B$17,Conversions!$K$56,VLOOKUP(VLOOKUP('Data Input'!$H$259,'Pick Lists'!$B$92:$C$146,2,FALSE),'Fuel EFs'!$B$7:$X$59,14+MATCH($K$299,'Pick Lists'!$B$17:$B$25,0),FALSE)))))","v":0},null,null,{"$f":"K349*IF($K$299='Pick Lists'!$B$17,Conversions!$K$56,VLOOKUP(VLOOKUP('Data Input'!$H$259,'Pick Lists'!$B$92:$C$146,2,FALSE),'Fuel EFs'!$B$7:$X$59,14+MATCH($K$299,'Pick Lists'!$B$17:$B$25,0),FALSE))","v":{"$error":"#N/A"}},null,{"$f":"AND(ISNUMBER(B349),B349>=AdoptionYear,B349<=YearImpact)","v":false}]
[null,2058,{"$f":"IF(AND(Section2Trigger=RenewableElectricity,ElecReplFuel='Pick Lists'!$B$51,Ren1EnterDefault2='Pick Lists'!$B$265),'Data Input'!H97,0)","v":0},{"$f":"IF(AND(Section2Trigger=RenewableElectricity,ElecReplFuel='Pick Lists'!$B$51,OR(Ren1EnterDefault='Pick Lists'!$B$282,Ren1EnterDefault2='Pick Lists'!$B$288)),C62,0)","v":0},{"$f":"IF(AND(Section2Trigger=RenewableElectricity,ElecReplFuel='Pick Lists'!$B$52,Ren2EnterDefault2='Pick Lists'!$B$265),'Data Input'!H168,0)","v":0},{"$f":"IF(AND(Section2Trigger=RenewableElectricity,ElecReplFuel='Pick Lists'!$B$52,OR(Ren2EnterDefault='Pick Lists'!$B$282,Ren2EnterDefault2='Pick Lists'!$B$288)),C137,0)","v":0},{"$f":"IF(AND(Section2Trigger=FuelSwitching,FSEnterDefault2='Pick Lists'!$B$265),'Data Input'!H243,0)","v":0},{"$f":"IF(AND(Section2Trigger=FuelSwitching,OR(FSEnterDefault='Pick Lists'!$B$282,FSEnterDefault2='Pick Lists'!$B$288)),C209,0)","v":0},{"$f":"IF(AND(Section2Trigger=EnergyEfficiency,EEEnterDefault2='Pick Lists'!$B$265),'Data Input'!H322,0)","v":0},{"$f":"IF(AND(Section2Trigger=EnergyEfficiency,OR(EEEnterDefault='Pick Lists'!$B$283,EEEnterDefault2='Pick Lists'!$B$289)),C282,0)","v":0},0,0,0,2058.5,{"$f":"IF(AND(Section2Trigger=EnergyEfficiency,OR(EEEnterDefault='Pick Lists'!$B$283,EEEnterDefault2='Pick Lists'!$B$289)),E302,I350)","v":0},null,2058,{"$f":"IF(C350=0,0,C350*IF($C$299='Pick Lists'!$B$17,Conversions!$K$56,VLOOKUP(VLOOKUP('Data Input'!$H$40,'Pick Lists'!$B$92:$C$146,2,FALSE),'Fuel EFs'!$B$7:$X$59,14+MATCH($C$299,'Pick Lists'!$B$17:$B$25,0),FALSE)))","v":0},{"$f":"IF(D350=0,0,D350*IF($D$299='Pick Lists'!$B$17,Conversions!$K$56,VLOOKUP(VLOOKUP('Data Input'!$H$40,'Pick Lists'!$B$92:$C$146,2,FALSE),'Fuel EFs'!$B$7:$X$59,14+MATCH($D$299,'Pick Lists'!$B$17:$B$25,0),FALSE)))","v":0},{"$f":"IF($E$299='Pick Lists'!$B$63,DataProjection!E350*Conversions!$E$49,E350)","v":0},{"$f":"IF($F$299='Pick Lists'!$B$63,DataProjection!F350*Conversions!$E$49,F350)","v":0},{"$f":"IF(G350=0,0,G350*IF($G$299='Pick Lists'!$B$17,Conversions!$K$56,VLOOKUP(VLOOKUP('Data Input'!$H$186,'Pick Lists'!$B$92:$C$146,2,FALSE),'Fuel EFs'!$B$7:$X$59,14+MATCH($G$299,'Pick Lists'!$B$17:$B$25,0),FALSE)))","v":0},{"$f":"IF(H350=0,0,H350*IF($H$299='Pick Lists'!$B$17,Conversions!$K$56,VLOOKUP(VLOOKUP('Data Input'!$H$186,'Pick Lists'!$B$92:$C$146,2,FALSE),'Fuel EFs'!$B$7:$X$59,14+MATCH($H$299,'Pick Lists'!$B$17:$B$25,0),FALSE)))","v":0},{"$f":"IF(I350=0,0,I350*IF($I$299='Pick Lists'!$B$64,Conversions!$F$51,IF($I$299='Pick Lists'!$B$63,Conversions!$F$50,IF($I$299='Pick Lists'!$B$17,Conversions!$K$56,VLOOKUP(VLOOKUP('Data Input'!$H$259,'Pick Lists'!$B$92:$C$146,2,FALSE),'Fuel EFs'!$B$7:$X$59,14+MATCH($I$299,'Pick Lists'!$B$17:$B$25,0),FALSE)))))","v":0},{"$f":"IF(J350=0,0,J350*IF($J$299='Pick Lists'!$B$64,Conversions!$F$51,IF($J$299='Pick Lists'!$B$63,Conversions!$F$50,IF($J$299='Pick Lists'!$B$17,Conversions!$K$56,VLOOKUP(VLOOKUP('Data Input'!$H$259,'Pick Lists'!$B$92:$C$146,2,FALSE),'Fuel EFs'!$B$7:$X$59,14+MATCH($J$299,'Pick Lists'!$B$17:$B$25,0),FALSE)))))","v":0},0,{"$f":"IF(O350=0,0,O350*IF($K$299='Pick Lists'!$B$64,Conversions!$F$51,IF($K$299='Pick Lists'!$B$63,Conversions!$F$50,IF($K$299='Pick Lists'!$B$17,Conversions!$K$56,VLOOKUP(VLOOKUP('Data Input'!$H$259,'Pick Lists'!$B$92:$C$146,2,FALSE),'Fuel EFs'!$B$7:$X$59,14+MATCH($K$299,'Pick Lists'!$B$17:$B$25,0),FALSE)))))","v":0},null,null,{"$f":"K350*IF($K$299='Pick Lists'!$B$17,Conversions!$K$56,VLOOKUP(VLOOKUP('Data Input'!$H$259,'Pick Lists'!$B$92:$C$146,2,FALSE),'Fuel EFs'!$B$7:$X$59,14+MATCH($K$299,'Pick Lists'!$B$17:$B$25,0),FALSE))","v":{"$error":"#N/A"}},null,{"$f":"AND(ISNUMBER(B350),B350>=AdoptionYear,B350<=YearImpact)","v":false}]
[null,2059,{"$f":"IF(AND(Section2Trigger=RenewableElectricity,ElecReplFuel='Pick Lists'!$B$51,Ren1EnterDefault2='Pick Lists'!$B$265),'Data Input'!H98,0)","v":0},{"$f":"IF(AND(Section2Trigger=RenewableElectricity,ElecReplFuel='Pick Lists'!$B$51,OR(Ren1EnterDefault='Pick Lists'!$B$282,Ren1EnterDefault2='Pick Lists'!$B$288)),C63,0)","v":0},{"$f":"IF(AND(Section2Trigger=RenewableElectricity,ElecReplFuel='Pick Lists'!$B$52,Ren2EnterDefault2='Pick Lists'!$B$265),'Data Input'!H169,0)","v":0},{"$f":"IF(AND(Section2Trigger=RenewableElectricity,ElecReplFuel='Pick Lists'!$B$52,OR(Ren2EnterDefault='Pick Lists'!$B$282,Ren2EnterDefault2='Pick Lists'!$B$288)),C138,0)","v":0},{"$f":"IF(AND(Section2Trigger=FuelSwitching,FSEnterDefault2='Pick Lists'!$B$265),'Data Input'!H244,0)","v":0},{"$f":"IF(AND(Section2Trigger=FuelSwitching,OR(FSEnterDefault='Pick Lists'!$B$282,FSEnterDefault2='Pick Lists'!$B$288)),C210,0)","v":0},{"$f":"IF(AND(Section2Trigger=EnergyEfficiency,EEEnterDefault2='Pick Lists'!$B$265),'Data Input'!H323,0)","v":0},{"$f":"IF(AND(Section2Trigger=EnergyEfficiency,OR(EEEnterDefault='Pick Lists'!$B$283,EEEnterDefault2='Pick Lists'!$B$289)),C283,0)","v":0},0,0,0,2059.5,{"$f":"IF(AND(Section2Trigger=EnergyEfficiency,OR(EEEnterDefault='Pick Lists'!$B$283,EEEnterDefault2='Pick Lists'!$B$289)),E303,I351)","v":0},null,2059,{"$f":"IF(C351=0,0,C351*IF($C$299='Pick Lists'!$B$17,Conversions!$K$56,VLOOKUP(VLOOKUP('Data Input'!$H$40,'Pick Lists'!$B$92:$C$146,2,FALSE),'Fuel EFs'!$B$7:$X$59,14+MATCH($C$299,'Pick Lists'!$B$17:$B$25,0),FALSE)))","v":0},{"$f":"IF(D351=0,0,D351*IF($D$299='Pick Lists'!$B$17,Conversions!$K$56,VLOOKUP(VLOOKUP('Data Input'!$H$40,'Pick Lists'!$B$92:$C$146,2,FALSE),'Fuel EFs'!$B$7:$X$59,14+MATCH($D$299,'Pick Lists'!$B$17:$B$25,0),FALSE)))","v":0},{"$f":"IF($E$299='Pick Lists'!$B$63,DataProjection!E351*Conversions!$E$49,E351)","v":0},{"$f":"IF($F$299='Pick Lists'!$B$63,DataProjection!F351*Conversions!$E$49,F351)","v":0},{"$f":"IF(G351=0,0,G351*IF($G$299='Pick Lists'!$B$17,Conversions!$K$56,VLOOKUP(VLOOKUP('Data Input'!$H$186,'Pick Lists'!$B$92:$C$146,2,FALSE),'Fuel EFs'!$B$7:$X$59,14+MATCH($G$299,'Pick Lists'!$B$17:$B$25,0),FALSE)))","v":0},{"$f":"IF(H351=0,0,H351*IF($H$299='Pick Lists'!$B$17,Conversions!$K$56,VLOOKUP(VLOOKUP('Data Input'!$H$186,'Pick Lists'!$B$92:$C$146,2,FALSE),'Fuel EFs'!$B$7:$X$59,14+MATCH($H$299,'Pick Lists'!$B$17:$B$25,0),FALSE)))","v":0},{"$f":"IF(I351=0,0,I351*IF($I$299='Pick Lists'!$B$64,Conversions!$F$51,IF($I$299='Pick Lists'!$B$63,Conversions!$F$50,IF($I$299='Pick Lists'!$B$17,Conversions!$K$56,VLOOKUP(VLOOKUP('Data Input'!$H$259,'Pick Lists'!$B$92:$C$146,2,FALSE),'Fuel EFs'!$B$7:$X$59,14+MATCH($I$299,'Pick Lists'!$B$17:$B$25,0),FALSE)))))","v":0},{"$f":"IF(J351=0,0,J351*IF($J$299='Pick Lists'!$B$64,Conversions!$F$51,IF($J$299='Pick Lists'!$B$63,Conversions!$F$50,IF($J$299='Pick Lists'!$B$17,Conversions!$K$56,VLOOKUP(VLOOKUP('Data Input'!$H$259,'Pick Lists'!$B$92:$C$146,2,FALSE),'Fuel EFs'!$B$7:$X$59,14+MATCH($J$299,'Pick Lists'!$B$17:$B$25,0),FALSE)))))","v":0},0,{"$f":"IF(O351=0,0,O351*IF($K$299='Pick Lists'!$B$64,Conversions!$F$51,IF($K$299='Pick Lists'!$B$63,Conversions!$F$50,IF($K$299='Pick Lists'!$B$17,Conversions!$K$56,VLOOKUP(VLOOKUP('Data Input'!$H$259,'Pick Lists'!$B$92:$C$146,2,FALSE),'Fuel EFs'!$B$7:$X$59,14+MATCH($K$299,'Pick Lists'!$B$17:$B$25,0),FALSE)))))","v":0},null,null,{"$f":"K351*IF($K$299='Pick Lists'!$B$17,Conversions!$K$56,VLOOKUP(VLOOKUP('Data Input'!$H$259,'Pick Lists'!$B$92:$C$146,2,FALSE),'Fuel EFs'!$B$7:$X$59,14+MATCH($K$299,'Pick Lists'!$B$17:$B$25,0),FALSE))","v":{"$error":"#N/A"}},null,{"$f":"AND(ISNUMBER(B351),B351>=AdoptionYear,B351<=YearImpact)","v":false}]
[null,2060,{"$f":"IF(AND(Section2Trigger=RenewableElectricity,ElecReplFuel='Pick Lists'!$B$51,Ren1EnterDefault2='Pick Lists'!$B$265),'Data Input'!H99,0)","v":0},{"$f":"IF(AND(Section2Trigger=RenewableElectricity,ElecReplFuel='Pick Lists'!$B$51,OR(Ren1EnterDefault='Pick Lists'!$B$282,Ren1EnterDefault2='Pick Lists'!$B$288)),C64,0)","v":0},{"$f":"IF(AND(Section2Trigger=RenewableElectricity,ElecReplFuel='Pick Lists'!$B$52,Ren2EnterDefault2='Pick Lists'!$B$265),'Data Input'!H170,0)","v":0},{"$f":"IF(AND(Section2Trigger=RenewableElectricity,ElecReplFuel='Pick Lists'!$B$52,OR(Ren2EnterDefault='Pick Lists'!$B$282,Ren2EnterDefault2='Pick Lists'!$B$288)),C139,0)","v":0},{"$f":"IF(AND(Section2Trigger=FuelSwitching,FSEnterDefault2='Pick Lists'!$B$265),'Data Input'!H245,0)","v":0},{"$f":"IF(AND(Section2Trigger=FuelSwitching,OR(FSEnterDefault='Pick Lists'!$B$282,FSEnterDefault2='Pick Lists'!$B$288)),C211,0)","v":0},{"$f":"IF(AND(Section2Trigger=EnergyEfficiency,EEEnterDefault2='Pick Lists'!$B$265),'Data Input'!H324,0)","v":0},{"$f":"IF(AND(Section2Trigger=EnergyEfficiency,OR(EEEnterDefault='Pick Lists'!$B$283,EEEnterDefault2='Pick Lists'!$B$289)),C284,0)","v":0},0,0,0,2060.5,{"$f":"IF(AND(Section2Trigger=EnergyEfficiency,OR(EEEnterDefault='Pick Lists'!$B$283,EEEnterDefault2='Pick Lists'!$B$289)),E304,I352)","v":0},null,2060,{"$f":"IF(C352=0,0,C352*IF($C$299='Pick Lists'!$B$17,Conversions!$K$56,VLOOKUP(VLOOKUP('Data Input'!$H$40,'Pick Lists'!$B$92:$C$146,2,FALSE),'Fuel EFs'!$B$7:$X$59,14+MATCH($C$299,'Pick Lists'!$B$17:$B$25,0),FALSE)))","v":0},{"$f":"IF(D352=0,0,D352*IF($D$299='Pick Lists'!$B$17,Conversions!$K$56,VLOOKUP(VLOOKUP('Data Input'!$H$40,'Pick Lists'!$B$92:$C$146,2,FALSE),'Fuel EFs'!$B$7:$X$59,14+MATCH($D$299,'Pick Lists'!$B$17:$B$25,0),FALSE)))","v":0},{"$f":"IF($E$299='Pick Lists'!$B$63,DataProjection!E352*Conversions!$E$49,E352)","v":0},{"$f":"IF($F$299='Pick Lists'!$B$63,DataProjection!F352*Conversions!$E$49,F352)","v":0},{"$f":"IF(G352=0,0,G352*IF($G$299='Pick Lists'!$B$17,Conversions!$K$56,VLOOKUP(VLOOKUP('Data Input'!$H$186,'Pick Lists'!$B$92:$C$146,2,FALSE),'Fuel EFs'!$B$7:$X$59,14+MATCH($G$299,'Pick Lists'!$B$17:$B$25,0),FALSE)))","v":0},{"$f":"IF(H352=0,0,H352*IF($H$299='Pick Lists'!$B$17,Conversions!$K$56,VLOOKUP(VLOOKUP('Data Input'!$H$186,'Pick Lists'!$B$92:$C$146,2,FALSE),'Fuel EFs'!$B$7:$X$59,14+MATCH($H$299,'Pick Lists'!$B$17:$B$25,0),FALSE)))","v":0},{"$f":"IF(I352=0,0,I352*IF($I$299='Pick Lists'!$B$64,Conversions!$F$51,IF($I$299='Pick Lists'!$B$63,Conversions!$F$50,IF($I$299='Pick Lists'!$B$17,Conversions!$K$56,VLOOKUP(VLOOKUP('Data Input'!$H$259,'Pick Lists'!$B$92:$C$146,2,FALSE),'Fuel EFs'!$B$7:$X$59,14+MATCH($I$299,'Pick Lists'!$B$17:$B$25,0),FALSE)))))","v":0},{"$f":"IF(J352=0,0,J352*IF($J$299='Pick Lists'!$B$64,Conversions!$F$51,IF($J$299='Pick Lists'!$B$63,Conversions!$F$50,IF($J$299='Pick Lists'!$B$17,Conversions!$K$56,VLOOKUP(VLOOKUP('Data Input'!$H$259,'Pick Lists'!$B$92:$C$146,2,FALSE),'Fuel EFs'!$B$7:$X$59,14+MATCH($J$299,'Pick Lists'!$B$17:$B$25,0),FALSE)))))","v":0},0,{"$f":"IF(O352=0,0,O352*IF($K$299='Pick Lists'!$B$64,Conversions!$F$51,IF($K$299='Pick Lists'!$B$63,Conversions!$F$50,IF($K$299='Pick Lists'!$B$17,Conversions!$K$56,VLOOKUP(VLOOKUP('Data Input'!$H$259,'Pick Lists'!$B$92:$C$146,2,FALSE),'Fuel EFs'!$B$7:$X$59,14+MATCH($K$299,'Pick Lists'!$B$17:$B$25,0),FALSE)))))","v":0},null,null,{"$f":"K352*IF($K$299='Pick Lists'!$B$17,Conversions!$K$56,VLOOKUP(VLOOKUP('Data Input'!$H$259,'Pick Lists'!$B$92:$C$146,2,FALSE),'Fuel EFs'!$B$7:$X$59,14+MATCH($K$299,'Pick Lists'!$B$17:$B$25,0),FALSE))","v":{"$error":"#N/A"}},null,{"$f":"AND(ISNUMBER(B352),B352>=AdoptionYear,B352<=YearImpact)","v":false}]
[null,2061,{"$f":"IF(AND(Section2Trigger=RenewableElectricity,ElecReplFuel='Pick Lists'!$B$51,Ren1EnterDefault2='Pick Lists'!$B$265),'Data Input'!H100,0)","v":0},{"$f":"IF(AND(Section2Trigger=RenewableElectricity,ElecReplFuel='Pick Lists'!$B$51,OR(Ren1EnterDefault='Pick Lists'!$B$282,Ren1EnterDefault2='Pick Lists'!$B$288)),C65,0)","v":0},{"$f":"IF(AND(Section2Trigger=RenewableElectricity,ElecReplFuel='Pick Lists'!$B$52,Ren2EnterDefault2='Pick Lists'!$B$265),'Data Input'!H171,0)","v":0},{"$f":"IF(AND(Section2Trigger=RenewableElectricity,ElecReplFuel='Pick Lists'!$B$52,OR(Ren2EnterDefault='Pick Lists'!$B$282,Ren2EnterDefault2='Pick Lists'!$B$288)),C140,0)","v":0},{"$f":"IF(AND(Section2Trigger=FuelSwitching,FSEnterDefault2='Pick Lists'!$B$265),'Data Input'!H246,0)","v":0},{"$f":"IF(AND(Section2Trigger=FuelSwitching,OR(FSEnterDefault='Pick Lists'!$B$282,FSEnterDefault2='Pick Lists'!$B$288)),C212,0)","v":0},{"$f":"IF(AND(Section2Trigger=EnergyEfficiency,EEEnterDefault2='Pick Lists'!$B$265),'Data Input'!H325,0)","v":0},{"$f":"IF(AND(Section2Trigger=EnergyEfficiency,OR(EEEnterDefault='Pick Lists'!$B$283,EEEnterDefault2='Pick Lists'!$B$289)),C285,0)","v":0},0,0,0,2061.5,{"$f":"IF(AND(Section2Trigger=EnergyEfficiency,OR(EEEnterDefault='Pick Lists'!$B$283,EEEnterDefault2='Pick Lists'!$B$289)),E305,I353)","v":0},null,2061,{"$f":"IF(C353=0,0,C353*IF($C$299='Pick Lists'!$B$17,Conversions!$K$56,VLOOKUP(VLOOKUP('Data Input'!$H$40,'Pick Lists'!$B$92:$C$146,2,FALSE),'Fuel EFs'!$B$7:$X$59,14+MATCH($C$299,'Pick Lists'!$B$17:$B$25,0),FALSE)))","v":0},{"$f":"IF(D353=0,0,D353*IF($D$299='Pick Lists'!$B$17,Conversions!$K$56,VLOOKUP(VLOOKUP('Data Input'!$H$40,'Pick Lists'!$B$92:$C$146,2,FALSE),'Fuel EFs'!$B$7:$X$59,14+MATCH($D$299,'Pick Lists'!$B$17:$B$25,0),FALSE)))","v":0},{"$f":"IF($E$299='Pick Lists'!$B$63,DataProjection!E353*Conversions!$E$49,E353)","v":0},{"$f":"IF($F$299='Pick Lists'!$B$63,DataProjection!F353*Conversions!$E$49,F353)","v":0},{"$f":"IF(G353=0,0,G353*IF($G$299='Pick Lists'!$B$17,Conversions!$K$56,VLOOKUP(VLOOKUP('Data Input'!$H$186,'Pick Lists'!$B$92:$C$146,2,FALSE),'Fuel EFs'!$B$7:$X$59,14+MATCH($G$299,'Pick Lists'!$B$17:$B$25,0),FALSE)))","v":0},{"$f":"IF(H353=0,0,H353*IF($H$299='Pick Lists'!$B$17,Conversions!$K$56,VLOOKUP(VLOOKUP('Data Input'!$H$186,'Pick Lists'!$B$92:$C$146,2,FALSE),'Fuel EFs'!$B$7:$X$59,14+MATCH($H$299,'Pick Lists'!$B$17:$B$25,0),FALSE)))","v":0},{"$f":"IF(I353=0,0,I353*IF($I$299='Pick Lists'!$B$64,Conversions!$F$51,IF($I$299='Pick Lists'!$B$63,Conversions!$F$50,IF($I$299='Pick Lists'!$B$17,Conversions!$K$56,VLOOKUP(VLOOKUP('Data Input'!$H$259,'Pick Lists'!$B$92:$C$146,2,FALSE),'Fuel EFs'!$B$7:$X$59,14+MATCH($I$299,'Pick Lists'!$B$17:$B$25,0),FALSE)))))","v":0},{"$f":"IF(J353=0,0,J353*IF($J$299='Pick Lists'!$B$64,Conversions!$F$51,IF($J$299='Pick Lists'!$B$63,Conversions!$F$50,IF($J$299='Pick Lists'!$B$17,Conversions!$K$56,VLOOKUP(VLOOKUP('Data Input'!$H$259,'Pick Lists'!$B$92:$C$146,2,FALSE),'Fuel EFs'!$B$7:$X$59,14+MATCH($J$299,'Pick Lists'!$B$17:$B$25,0),FALSE)))))","v":0},0,{"$f":"IF(O353=0,0,O353*IF($K$299='Pick Lists'!$B$64,Conversions!$F$51,IF($K$299='Pick Lists'!$B$63,Conversions!$F$50,IF($K$299='Pick Lists'!$B$17,Conversions!$K$56,VLOOKUP(VLOOKUP('Data Input'!$H$259,'Pick Lists'!$B$92:$C$146,2,FALSE),'Fuel EFs'!$B$7:$X$59,14+MATCH($K$299,'Pick Lists'!$B$17:$B$25,0),FALSE)))))","v":0},null,null,{"$f":"K353*IF($K$299='Pick Lists'!$B$17,Conversions!$K$56,VLOOKUP(VLOOKUP('Data Input'!$H$259,'Pick Lists'!$B$92:$C$146,2,FALSE),'Fuel EFs'!$B$7:$X$59,14+MATCH($K$299,'Pick Lists'!$B$17:$B$25,0),FALSE))","v":{"$error":"#N/A"}},null,{"$f":"AND(ISNUMBER(B353),B353>=AdoptionYear,B353<=YearImpact)","v":false}]
[null,2062,{"$f":"IF(AND(Section2Trigger=RenewableElectricity,ElecReplFuel='Pick Lists'!$B$51,Ren1EnterDefault2='Pick Lists'!$B$265),'Data Input'!H101,0)","v":0},{"$f":"IF(AND(Section2Trigger=RenewableElectricity,ElecReplFuel='Pick Lists'!$B$51,OR(Ren1EnterDefault='Pick Lists'!$B$282,Ren1EnterDefault2='Pick Lists'!$B$288)),C66,0)","v":0},{"$f":"IF(AND(Section2Trigger=RenewableElectricity,ElecReplFuel='Pick Lists'!$B$52,Ren2EnterDefault2='Pick Lists'!$B$265),'Data Input'!H172,0)","v":0},{"$f":"IF(AND(Section2Trigger=RenewableElectricity,ElecReplFuel='Pick Lists'!$B$52,OR(Ren2EnterDefault='Pick Lists'!$B$282,Ren2EnterDefault2='Pick Lists'!$B$288)),C141,0)","v":0},{"$f":"IF(AND(Section2Trigger=FuelSwitching,FSEnterDefault2='Pick Lists'!$B$265),'Data Input'!H247,0)","v":0},{"$f":"IF(AND(Section2Trigger=FuelSwitching,OR(FSEnterDefault='Pick Lists'!$B$282,FSEnterDefault2='Pick Lists'!$B$288)),C213,0)","v":0},{"$f":"IF(AND(Section2Trigger=EnergyEfficiency,EEEnterDefault2='Pick Lists'!$B$265),'Data Input'!H326,0)","v":0},{"$f":"IF(AND(Section2Trigger=EnergyEfficiency,OR(EEEnterDefault='Pick Lists'!$B$283,EEEnterDefault2='Pick Lists'!$B$289)),C286,0)","v":0},0,0,0,2062.5,{"$f":"IF(AND(Section2Trigger=EnergyEfficiency,OR(EEEnterDefault='Pick Lists'!$B$283,EEEnterDefault2='Pick Lists'!$B$289)),E306,I354)","v":0},null,2062,{"$f":"IF(C354=0,0,C354*IF($C$299='Pick Lists'!$B$17,Conversions!$K$56,VLOOKUP(VLOOKUP('Data Input'!$H$40,'Pick Lists'!$B$92:$C$146,2,FALSE),'Fuel EFs'!$B$7:$X$59,14+MATCH($C$299,'Pick Lists'!$B$17:$B$25,0),FALSE)))","v":0},{"$f":"IF(D354=0,0,D354*IF($D$299='Pick Lists'!$B$17,Conversions!$K$56,VLOOKUP(VLOOKUP('Data Input'!$H$40,'Pick Lists'!$B$92:$C$146,2,FALSE),'Fuel EFs'!$B$7:$X$59,14+MATCH($D$299,'Pick Lists'!$B$17:$B$25,0),FALSE)))","v":0},{"$f":"IF($E$299='Pick Lists'!$B$63,DataProjection!E354*Conversions!$E$49,E354)","v":0},{"$f":"IF($F$299='Pick Lists'!$B$63,DataProjection!F354*Conversions!$E$49,F354)","v":0},{"$f":"IF(G354=0,0,G354*IF($G$299='Pick Lists'!$B$17,Conversions!$K$56,VLOOKUP(VLOOKUP('Data Input'!$H$186,'Pick Lists'!$B$92:$C$146,2,FALSE),'Fuel EFs'!$B$7:$X$59,14+MATCH($G$299,'Pick Lists'!$B$17:$B$25,0),FALSE)))","v":0},{"$f":"IF(H354=0,0,H354*IF($H$299='Pick Lists'!$B$17,Conversions!$K$56,VLOOKUP(VLOOKUP('Data Input'!$H$186,'Pick Lists'!$B$92:$C$146,2,FALSE),'Fuel EFs'!$B$7:$X$59,14+MATCH($H$299,'Pick Lists'!$B$17:$B$25,0),FALSE)))","v":0},{"$f":"IF(I354=0,0,I354*IF($I$299='Pick Lists'!$B$64,Conversions!$F$51,IF($I$299='Pick Lists'!$B$63,Conversions!$F$50,IF($I$299='Pick Lists'!$B$17,Conversions!$K$56,VLOOKUP(VLOOKUP('Data Input'!$H$259,'Pick Lists'!$B$92:$C$146,2,FALSE),'Fuel EFs'!$B$7:$X$59,14+MATCH($I$299,'Pick Lists'!$B$17:$B$25,0),FALSE)))))","v":0},{"$f":"IF(J354=0,0,J354*IF($J$299='Pick Lists'!$B$64,Conversions!$F$51,IF($J$299='Pick Lists'!$B$63,Conversions!$F$50,IF($J$299='Pick Lists'!$B$17,Conversions!$K$56,VLOOKUP(VLOOKUP('Data Input'!$H$259,'Pick Lists'!$B$92:$C$146,2,FALSE),'Fuel EFs'!$B$7:$X$59,14+MATCH($J$299,'Pick Lists'!$B$17:$B$25,0),FALSE)))))","v":0},0,{"$f":"IF(O354=0,0,O354*IF($K$299='Pick Lists'!$B$64,Conversions!$F$51,IF($K$299='Pick Lists'!$B$63,Conversions!$F$50,IF($K$299='Pick Lists'!$B$17,Conversions!$K$56,VLOOKUP(VLOOKUP('Data Input'!$H$259,'Pick Lists'!$B$92:$C$146,2,FALSE),'Fuel EFs'!$B$7:$X$59,14+MATCH($K$299,'Pick Lists'!$B$17:$B$25,0),FALSE)))))","v":0},null,null,{"$f":"K354*IF($K$299='Pick Lists'!$B$17,Conversions!$K$56,VLOOKUP(VLOOKUP('Data Input'!$H$259,'Pick Lists'!$B$92:$C$146,2,FALSE),'Fuel EFs'!$B$7:$X$59,14+MATCH($K$299,'Pick Lists'!$B$17:$B$25,0),FALSE))","v":{"$error":"#N/A"}},null,{"$f":"AND(ISNUMBER(B354),B354>=AdoptionYear,B354<=YearImpact)","v":false}]
[null,2063,{"$f":"IF(AND(Section2Trigger=RenewableElectricity,ElecReplFuel='Pick Lists'!$B$51,Ren1EnterDefault2='Pick Lists'!$B$265),'Data Input'!H102,0)","v":0},{"$f":"IF(AND(Section2Trigger=RenewableElectricity,ElecReplFuel='Pick Lists'!$B$51,OR(Ren1EnterDefault='Pick Lists'!$B$282,Ren1EnterDefault2='Pick Lists'!$B$288)),C67,0)","v":0},{"$f":"IF(AND(Section2Trigger=RenewableElectricity,ElecReplFuel='Pick Lists'!$B$52,Ren2EnterDefault2='Pick Lists'!$B$265),'Data Input'!H173,0)","v":0},{"$f":"IF(AND(Section2Trigger=RenewableElectricity,ElecReplFuel='Pick Lists'!$B$52,OR(Ren2EnterDefault='Pick Lists'!$B$282,Ren2EnterDefault2='Pick Lists'!$B$288)),C142,0)","v":0},{"$f":"IF(AND(Section2Trigger=FuelSwitching,FSEnterDefault2='Pick Lists'!$B$265),'Data Input'!H248,0)","v":0},{"$f":"IF(AND(Section2Trigger=FuelSwitching,OR(FSEnterDefault='Pick Lists'!$B$282,FSEnterDefault2='Pick Lists'!$B$288)),C214,0)","v":0},{"$f":"IF(AND(Section2Trigger=EnergyEfficiency,EEEnterDefault2='Pick Lists'!$B$265),'Data Input'!H327,0)","v":0},{"$f":"IF(AND(Section2Trigger=EnergyEfficiency,OR(EEEnterDefault='Pick Lists'!$B$283,EEEnterDefault2='Pick Lists'!$B$289)),C287,0)","v":0},0,0,0,2063.5,{"$f":"IF(AND(Section2Trigger=EnergyEfficiency,OR(EEEnterDefault='Pick Lists'!$B$283,EEEnterDefault2='Pick Lists'!$B$289)),E307,I355)","v":0},null,2063,{"$f":"IF(C355=0,0,C355*IF($C$299='Pick Lists'!$B$17,Conversions!$K$56,VLOOKUP(VLOOKUP('Data Input'!$H$40,'Pick Lists'!$B$92:$C$146,2,FALSE),'Fuel EFs'!$B$7:$X$59,14+MATCH($C$299,'Pick Lists'!$B$17:$B$25,0),FALSE)))","v":0},{"$f":"IF(D355=0,0,D355*IF($D$299='Pick Lists'!$B$17,Conversions!$K$56,VLOOKUP(VLOOKUP('Data Input'!$H$40,'Pick Lists'!$B$92:$C$146,2,FALSE),'Fuel EFs'!$B$7:$X$59,14+MATCH($D$299,'Pick Lists'!$B$17:$B$25,0),FALSE)))","v":0},{"$f":"IF($E$299='Pick Lists'!$B$63,DataProjection!E355*Conversions!$E$49,E355)","v":0},{"$f":"IF($F$299='Pick Lists'!$B$63,DataProjection!F355*Conversions!$E$49,F355)","v":0},{"$f":"IF(G355=0,0,G355*IF($G$299='Pick Lists'!$B$17,Conversions!$K$56,VLOOKUP(VLOOKUP('Data Input'!$H$186,'Pick Lists'!$B$92:$C$146,2,FALSE),'Fuel EFs'!$B$7:$X$59,14+MATCH($G$299,'Pick Lists'!$B$17:$B$25,0),FALSE)))","v":0},{"$f":"IF(H355=0,0,H355*IF($H$299='Pick Lists'!$B$17,Conversions!$K$56,VLOOKUP(VLOOKUP('Data Input'!$H$186,'Pick Lists'!$B$92:$C$146,2,FALSE),'Fuel EFs'!$B$7:$X$59,14+MATCH($H$299,'Pick Lists'!$B$17:$B$25,0),FALSE)))","v":0},{"$f":"IF(I355=0,0,I355*IF($I$299='Pick Lists'!$B$64,Conversions!$F$51,IF($I$299='Pick Lists'!$B$63,Conversions!$F$50,IF($I$299='Pick Lists'!$B$17,Conversions!$K$56,VLOOKUP(VLOOKUP('Data Input'!$H$259,'Pick Lists'!$B$92:$C$146,2,FALSE),'Fuel EFs'!$B$7:$X$59,14+MATCH($I$299,'Pick Lists'!$B$17:$B$25,0),FALSE)))))","v":0},{"$f":"IF(J355=0,0,J355*IF($J$299='Pick Lists'!$B$64,Conversions!$F$51,IF($J$299='Pick Lists'!$B$63,Conversions!$F$50,IF($J$299='Pick Lists'!$B$17,Conversions!$K$56,VLOOKUP(VLOOKUP('Data Input'!$H$259,'Pick Lists'!$B$92:$C$146,2,FALSE),'Fuel EFs'!$B$7:$X$59,14+MATCH($J$299,'Pick Lists'!$B$17:$B$25,0),FALSE)))))","v":0},0,{"$f":"IF(O355=0,0,O355*IF($K$299='Pick Lists'!$B$64,Conversions!$F$51,IF($K$299='Pick Lists'!$B$63,Conversions!$F$50,IF($K$299='Pick Lists'!$B$17,Conversions!$K$56,VLOOKUP(VLOOKUP('Data Input'!$H$259,'Pick Lists'!$B$92:$C$146,2,FALSE),'Fuel EFs'!$B$7:$X$59,14+MATCH($K$299,'Pick Lists'!$B$17:$B$25,0),FALSE)))))","v":0},null,null,{"$f":"K355*IF($K$299='Pick Lists'!$B$17,Conversions!$K$56,VLOOKUP(VLOOKUP('Data Input'!$H$259,'Pick Lists'!$B$92:$C$146,2,FALSE),'Fuel EFs'!$B$7:$X$59,14+MATCH($K$299,'Pick Lists'!$B$17:$B$25,0),FALSE))","v":{"$error":"#N/A"}},null,{"$f":"AND(ISNUMBER(B355),B355>=AdoptionYear,B355<=YearImpact)","v":false}]
[null,2064,{"$f":"IF(AND(Section2Trigger=RenewableElectricity,ElecReplFuel='Pick Lists'!$B$51,Ren1EnterDefault2='Pick Lists'!$B$265),'Data Input'!H103,0)","v":0},{"$f":"IF(AND(Section2Trigger=RenewableElectricity,ElecReplFuel='Pick Lists'!$B$51,OR(Ren1EnterDefault='Pick Lists'!$B$282,Ren1EnterDefault2='Pick Lists'!$B$288)),C68,0)","v":0},{"$f":"IF(AND(Section2Trigger=RenewableElectricity,ElecReplFuel='Pick Lists'!$B$52,Ren2EnterDefault2='Pick Lists'!$B$265),'Data Input'!H174,0)","v":0},{"$f":"IF(AND(Section2Trigger=RenewableElectricity,ElecReplFuel='Pick Lists'!$B$52,OR(Ren2EnterDefault='Pick Lists'!$B$282,Ren2EnterDefault2='Pick Lists'!$B$288)),C143,0)","v":0},{"$f":"IF(AND(Section2Trigger=FuelSwitching,FSEnterDefault2='Pick Lists'!$B$265),'Data Input'!H249,0)","v":0},{"$f":"IF(AND(Section2Trigger=FuelSwitching,OR(FSEnterDefault='Pick Lists'!$B$282,FSEnterDefault2='Pick Lists'!$B$288)),C215,0)","v":0},{"$f":"IF(AND(Section2Trigger=EnergyEfficiency,EEEnterDefault2='Pick Lists'!$B$265),'Data Input'!H328,0)","v":0},{"$f":"IF(AND(Section2Trigger=EnergyEfficiency,OR(EEEnterDefault='Pick Lists'!$B$283,EEEnterDefault2='Pick Lists'!$B$289)),C288,0)","v":0},0,0,0,2064.5,{"$f":"IF(AND(Section2Trigger=EnergyEfficiency,OR(EEEnterDefault='Pick Lists'!$B$283,EEEnterDefault2='Pick Lists'!$B$289)),E308,I356)","v":0},null,2064,{"$f":"IF(C356=0,0,C356*IF($C$299='Pick Lists'!$B$17,Conversions!$K$56,VLOOKUP(VLOOKUP('Data Input'!$H$40,'Pick Lists'!$B$92:$C$146,2,FALSE),'Fuel EFs'!$B$7:$X$59,14+MATCH($C$299,'Pick Lists'!$B$17:$B$25,0),FALSE)))","v":0},{"$f":"IF(D356=0,0,D356*IF($D$299='Pick Lists'!$B$17,Conversions!$K$56,VLOOKUP(VLOOKUP('Data Input'!$H$40,'Pick Lists'!$B$92:$C$146,2,FALSE),'Fuel EFs'!$B$7:$X$59,14+MATCH($D$299,'Pick Lists'!$B$17:$B$25,0),FALSE)))","v":0},{"$f":"IF($E$299='Pick Lists'!$B$63,DataProjection!E356*Conversions!$E$49,E356)","v":0},{"$f":"IF($F$299='Pick Lists'!$B$63,DataProjection!F356*Conversions!$E$49,F356)","v":0},{"$f":"IF(G356=0,0,G356*IF($G$299='Pick Lists'!$B$17,Conversions!$K$56,VLOOKUP(VLOOKUP('Data Input'!$H$186,'Pick Lists'!$B$92:$C$146,2,FALSE),'Fuel EFs'!$B$7:$X$59,14+MATCH($G$299,'Pick Lists'!$B$17:$B$25,0),FALSE)))","v":0},{"$f":"IF(H356=0,0,H356*IF($H$299='Pick Lists'!$B$17,Conversions!$K$56,VLOOKUP(VLOOKUP('Data Input'!$H$186,'Pick Lists'!$B$92:$C$146,2,FALSE),'Fuel EFs'!$B$7:$X$59,14+MATCH($H$299,'Pick Lists'!$B$17:$B$25,0),FALSE)))","v":0},{"$f":"IF(I356=0,0,I356*IF($I$299='Pick Lists'!$B$64,Conversions!$F$51,IF($I$299='Pick Lists'!$B$63,Conversions!$F$50,IF($I$299='Pick Lists'!$B$17,Conversions!$K$56,VLOOKUP(VLOOKUP('Data Input'!$H$259,'Pick Lists'!$B$92:$C$146,2,FALSE),'Fuel EFs'!$B$7:$X$59,14+MATCH($I$299,'Pick Lists'!$B$17:$B$25,0),FALSE)))))","v":0},{"$f":"IF(J356=0,0,J356*IF($J$299='Pick Lists'!$B$64,Conversions!$F$51,IF($J$299='Pick Lists'!$B$63,Conversions!$F$50,IF($J$299='Pick Lists'!$B$17,Conversions!$K$56,VLOOKUP(VLOOKUP('Data Input'!$H$259,'Pick Lists'!$B$92:$C$146,2,FALSE),'Fuel EFs'!$B$7:$X$59,14+MATCH($J$299,'Pick Lists'!$B$17:$B$25,0),FALSE)))))","v":0},0,{"$f":"IF(O356=0,0,O356*IF($K$299='Pick Lists'!$B$64,Conversions!$F$51,IF($K$299='Pick Lists'!$B$63,Conversions!$F$50,IF($K$299='Pick Lists'!$B$17,Conversions!$K$56,VLOOKUP(VLOOKUP('Data Input'!$H$259,'Pick Lists'!$B$92:$C$146,2,FALSE),'Fuel EFs'!$B$7:$X$59,14+MATCH($K$299,'Pick Lists'!$B$17:$B$25,0),FALSE)))))","v":0},null,null,{"$f":"K356*IF($K$299='Pick Lists'!$B$17,Conversions!$K$56,VLOOKUP(VLOOKUP('Data Input'!$H$259,'Pick Lists'!$B$92:$C$146,2,FALSE),'Fuel EFs'!$B$7:$X$59,14+MATCH($K$299,'Pick Lists'!$B$17:$B$25,0),FALSE))","v":{"$error":"#N/A"}},null,{"$f":"AND(ISNUMBER(B356),B356>=AdoptionYear,B356<=YearImpact)","v":false}]
[null,2065,{"$f":"IF(AND(Section2Trigger=RenewableElectricity,ElecReplFuel='Pick Lists'!$B$51,Ren1EnterDefault2='Pick Lists'!$B$265),'Data Input'!H104,0)","v":0},{"$f":"IF(AND(Section2Trigger=RenewableElectricity,ElecReplFuel='Pick Lists'!$B$51,OR(Ren1EnterDefault='Pick Lists'!$B$282,Ren1EnterDefault2='Pick Lists'!$B$288)),C69,0)","v":0},{"$f":"IF(AND(Section2Trigger=RenewableElectricity,ElecReplFuel='Pick Lists'!$B$52,Ren2EnterDefault2='Pick Lists'!$B$265),'Data Input'!H175,0)","v":0},{"$f":"IF(AND(Section2Trigger=RenewableElectricity,ElecReplFuel='Pick Lists'!$B$52,OR(Ren2EnterDefault='Pick Lists'!$B$282,Ren2EnterDefault2='Pick Lists'!$B$288)),C144,0)","v":0},{"$f":"IF(AND(Section2Trigger=FuelSwitching,FSEnterDefault2='Pick Lists'!$B$265),'Data Input'!H250,0)","v":0},{"$f":"IF(AND(Section2Trigger=FuelSwitching,OR(FSEnterDefault='Pick Lists'!$B$282,FSEnterDefault2='Pick Lists'!$B$288)),C216,0)","v":0},{"$f":"IF(AND(Section2Trigger=EnergyEfficiency,EEEnterDefault2='Pick Lists'!$B$265),'Data Input'!H329,0)","v":0},{"$f":"IF(AND(Section2Trigger=EnergyEfficiency,OR(EEEnterDefault='Pick Lists'!$B$283,EEEnterDefault2='Pick Lists'!$B$289)),C289,0)","v":0},0,0,0,2065.5,{"$f":"IF(AND(Section2Trigger=EnergyEfficiency,OR(EEEnterDefault='Pick Lists'!$B$283,EEEnterDefault2='Pick Lists'!$B$289)),E309,I357)","v":0},null,2065,{"$f":"IF(C357=0,0,C357*IF($C$299='Pick Lists'!$B$17,Conversions!$K$56,VLOOKUP(VLOOKUP('Data Input'!$H$40,'Pick Lists'!$B$92:$C$146,2,FALSE),'Fuel EFs'!$B$7:$X$59,14+MATCH($C$299,'Pick Lists'!$B$17:$B$25,0),FALSE)))","v":0},{"$f":"IF(D357=0,0,D357*IF($D$299='Pick Lists'!$B$17,Conversions!$K$56,VLOOKUP(VLOOKUP('Data Input'!$H$40,'Pick Lists'!$B$92:$C$146,2,FALSE),'Fuel EFs'!$B$7:$X$59,14+MATCH($D$299,'Pick Lists'!$B$17:$B$25,0),FALSE)))","v":0},{"$f":"IF($E$299='Pick Lists'!$B$63,DataProjection!E357*Conversions!$E$49,E357)","v":0},{"$f":"IF($F$299='Pick Lists'!$B$63,DataProjection!F357*Conversions!$E$49,F357)","v":0},{"$f":"IF(G357=0,0,G357*IF($G$299='Pick Lists'!$B$17,Conversions!$K$56,VLOOKUP(VLOOKUP('Data Input'!$H$186,'Pick Lists'!$B$92:$C$146,2,FALSE),'Fuel EFs'!$B$7:$X$59,14+MATCH($G$299,'Pick Lists'!$B$17:$B$25,0),FALSE)))","v":0},{"$f":"IF(H357=0,0,H357*IF($H$299='Pick Lists'!$B$17,Conversions!$K$56,VLOOKUP(VLOOKUP('Data Input'!$H$186,'Pick Lists'!$B$92:$C$146,2,FALSE),'Fuel EFs'!$B$7:$X$59,14+MATCH($H$299,'Pick Lists'!$B$17:$B$25,0),FALSE)))","v":0},{"$f":"IF(I357=0,0,I357*IF($I$299='Pick Lists'!$B$64,Conversions!$F$51,IF($I$299='Pick Lists'!$B$63,Conversions!$F$50,IF($I$299='Pick Lists'!$B$17,Conversions!$K$56,VLOOKUP(VLOOKUP('Data Input'!$H$259,'Pick Lists'!$B$92:$C$146,2,FALSE),'Fuel EFs'!$B$7:$X$59,14+MATCH($I$299,'Pick Lists'!$B$17:$B$25,0),FALSE)))))","v":0},{"$f":"IF(J357=0,0,J357*IF($J$299='Pick Lists'!$B$64,Conversions!$F$51,IF($J$299='Pick Lists'!$B$63,Conversions!$F$50,IF($J$299='Pick Lists'!$B$17,Conversions!$K$56,VLOOKUP(VLOOKUP('Data Input'!$H$259,'Pick Lists'!$B$92:$C$146,2,FALSE),'Fuel EFs'!$B$7:$X$59,14+MATCH($J$299,'Pick Lists'!$B$17:$B$25,0),FALSE)))))","v":0},0,{"$f":"IF(O357=0,0,O357*IF($K$299='Pick Lists'!$B$64,Conversions!$F$51,IF($K$299='Pick Lists'!$B$63,Conversions!$F$50,IF($K$299='Pick Lists'!$B$17,Conversions!$K$56,VLOOKUP(VLOOKUP('Data Input'!$H$259,'Pick Lists'!$B$92:$C$146,2,FALSE),'Fuel EFs'!$B$7:$X$59,14+MATCH($K$299,'Pick Lists'!$B$17:$B$25,0),FALSE)))))","v":0},null,null,{"$f":"K357*IF($K$299='Pick Lists'!$B$17,Conversions!$K$56,VLOOKUP(VLOOKUP('Data Input'!$H$259,'Pick Lists'!$B$92:$C$146,2,FALSE),'Fuel EFs'!$B$7:$X$59,14+MATCH($K$299,'Pick Lists'!$B$17:$B$25,0),FALSE))","v":{"$error":"#N/A"}},null,{"$f":"AND(ISNUMBER(B357),B357>=AdoptionYear,B357<=YearImpact)","v":false}]
[null,2066,{"$f":"IF(AND(Section2Trigger=RenewableElectricity,ElecReplFuel='Pick Lists'!$B$51,Ren1EnterDefault2='Pick Lists'!$B$265),'Data Input'!H105,0)","v":0},{"$f":"IF(AND(Section2Trigger=RenewableElectricity,ElecReplFuel='Pick Lists'!$B$51,OR(Ren1EnterDefault='Pick Lists'!$B$282,Ren1EnterDefault2='Pick Lists'!$B$288)),C70,0)","v":0},{"$f":"IF(AND(Section2Trigger=RenewableElectricity,ElecReplFuel='Pick Lists'!$B$52,Ren2EnterDefault2='Pick Lists'!$B$265),'Data Input'!H176,0)","v":0},{"$f":"IF(AND(Section2Trigger=RenewableElectricity,ElecReplFuel='Pick Lists'!$B$52,OR(Ren2EnterDefault='Pick Lists'!$B$282,Ren2EnterDefault2='Pick Lists'!$B$288)),C145,0)","v":0},{"$f":"IF(AND(Section2Trigger=FuelSwitching,FSEnterDefault2='Pick Lists'!$B$265),'Data Input'!H251,0)","v":0},{"$f":"IF(AND(Section2Trigger=FuelSwitching,OR(FSEnterDefault='Pick Lists'!$B$282,FSEnterDefault2='Pick Lists'!$B$288)),C217,0)","v":0},{"$f":"IF(AND(Section2Trigger=EnergyEfficiency,EEEnterDefault2='Pick Lists'!$B$265),'Data Input'!H330,0)","v":0},{"$f":"IF(AND(Section2Trigger=EnergyEfficiency,OR(EEEnterDefault='Pick Lists'!$B$283,EEEnterDefault2='Pick Lists'!$B$289)),C290,0)","v":0},0,0,0,2066.5,{"$f":"IF(AND(Section2Trigger=EnergyEfficiency,OR(EEEnterDefault='Pick Lists'!$B$283,EEEnterDefault2='Pick Lists'!$B$289)),E310,I358)","v":0},null,2066,{"$f":"IF(C358=0,0,C358*IF($C$299='Pick Lists'!$B$17,Conversions!$K$56,VLOOKUP(VLOOKUP('Data Input'!$H$40,'Pick Lists'!$B$92:$C$146,2,FALSE),'Fuel EFs'!$B$7:$X$59,14+MATCH($C$299,'Pick Lists'!$B$17:$B$25,0),FALSE)))","v":0},{"$f":"IF(D358=0,0,D358*IF($D$299='Pick Lists'!$B$17,Conversions!$K$56,VLOOKUP(VLOOKUP('Data Input'!$H$40,'Pick Lists'!$B$92:$C$146,2,FALSE),'Fuel EFs'!$B$7:$X$59,14+MATCH($D$299,'Pick Lists'!$B$17:$B$25,0),FALSE)))","v":0},{"$f":"IF($E$299='Pick Lists'!$B$63,DataProjection!E358*Conversions!$E$49,E358)","v":0},{"$f":"IF($F$299='Pick Lists'!$B$63,DataProjection!F358*Conversions!$E$49,F358)","v":0},{"$f":"IF(G358=0,0,G358*IF($G$299='Pick Lists'!$B$17,Conversions!$K$56,VLOOKUP(VLOOKUP('Data Input'!$H$186,'Pick Lists'!$B$92:$C$146,2,FALSE),'Fuel EFs'!$B$7:$X$59,14+MATCH($G$299,'Pick Lists'!$B$17:$B$25,0),FALSE)))","v":0},{"$f":"IF(H358=0,0,H358*IF($H$299='Pick Lists'!$B$17,Conversions!$K$56,VLOOKUP(VLOOKUP('Data Input'!$H$186,'Pick Lists'!$B$92:$C$146,2,FALSE),'Fuel EFs'!$B$7:$X$59,14+MATCH($H$299,'Pick Lists'!$B$17:$B$25,0),FALSE)))","v":0},{"$f":"IF(I358=0,0,I358*IF($I$299='Pick Lists'!$B$64,Conversions!$F$51,IF($I$299='Pick Lists'!$B$63,Conversions!$F$50,IF($I$299='Pick Lists'!$B$17,Conversions!$K$56,VLOOKUP(VLOOKUP('Data Input'!$H$259,'Pick Lists'!$B$92:$C$146,2,FALSE),'Fuel EFs'!$B$7:$X$59,14+MATCH($I$299,'Pick Lists'!$B$17:$B$25,0),FALSE)))))","v":0},{"$f":"IF(J358=0,0,J358*IF($J$299='Pick Lists'!$B$64,Conversions!$F$51,IF($J$299='Pick Lists'!$B$63,Conversions!$F$50,IF($J$299='Pick Lists'!$B$17,Conversions!$K$56,VLOOKUP(VLOOKUP('Data Input'!$H$259,'Pick Lists'!$B$92:$C$146,2,FALSE),'Fuel EFs'!$B$7:$X$59,14+MATCH($J$299,'Pick Lists'!$B$17:$B$25,0),FALSE)))))","v":0},0,{"$f":"IF(O358=0,0,O358*IF($K$299='Pick Lists'!$B$64,Conversions!$F$51,IF($K$299='Pick Lists'!$B$63,Conversions!$F$50,IF($K$299='Pick Lists'!$B$17,Conversions!$K$56,VLOOKUP(VLOOKUP('Data Input'!$H$259,'Pick Lists'!$B$92:$C$146,2,FALSE),'Fuel EFs'!$B$7:$X$59,14+MATCH($K$299,'Pick Lists'!$B$17:$B$25,0),FALSE)))))","v":0},null,null,{"$f":"K358*IF($K$299='Pick Lists'!$B$17,Conversions!$K$56,VLOOKUP(VLOOKUP('Data Input'!$H$259,'Pick Lists'!$B$92:$C$146,2,FALSE),'Fuel EFs'!$B$7:$X$59,14+MATCH($K$299,'Pick Lists'!$B$17:$B$25,0),FALSE))","v":{"$error":"#N/A"}},null,{"$f":"AND(ISNUMBER(B358),B358>=AdoptionYear,B358<=YearImpact)","v":false}]
[null,2067,{"$f":"IF(AND(Section2Trigger=RenewableElectricity,ElecReplFuel='Pick Lists'!$B$51,Ren1EnterDefault2='Pick Lists'!$B$265),'Data Input'!H106,0)","v":0},{"$f":"IF(AND(Section2Trigger=RenewableElectricity,ElecReplFuel='Pick Lists'!$B$51,OR(Ren1EnterDefault='Pick Lists'!$B$282,Ren1EnterDefault2='Pick Lists'!$B$288)),C71,0)","v":0},{"$f":"IF(AND(Section2Trigger=RenewableElectricity,ElecReplFuel='Pick Lists'!$B$52,Ren2EnterDefault2='Pick Lists'!$B$265),'Data Input'!H177,0)","v":0},{"$f":"IF(AND(Section2Trigger=RenewableElectricity,ElecReplFuel='Pick Lists'!$B$52,OR(Ren2EnterDefault='Pick Lists'!$B$282,Ren2EnterDefault2='Pick Lists'!$B$288)),C146,0)","v":0},{"$f":"IF(AND(Section2Trigger=FuelSwitching,FSEnterDefault2='Pick Lists'!$B$265),'Data Input'!H252,0)","v":0},{"$f":"IF(AND(Section2Trigger=FuelSwitching,OR(FSEnterDefault='Pick Lists'!$B$282,FSEnterDefault2='Pick Lists'!$B$288)),C218,0)","v":0},{"$f":"IF(AND(Section2Trigger=EnergyEfficiency,EEEnterDefault2='Pick Lists'!$B$265),'Data Input'!H331,0)","v":0},{"$f":"IF(AND(Section2Trigger=EnergyEfficiency,OR(EEEnterDefault='Pick Lists'!$B$283,EEEnterDefault2='Pick Lists'!$B$289)),C291,0)","v":0},0,0,0,2067.5,{"$f":"IF(AND(Section2Trigger=EnergyEfficiency,OR(EEEnterDefault='Pick Lists'!$B$283,EEEnterDefault2='Pick Lists'!$B$289)),E311,I359)","v":0},null,2067,{"$f":"IF(C359=0,0,C359*IF($C$299='Pick Lists'!$B$17,Conversions!$K$56,VLOOKUP(VLOOKUP('Data Input'!$H$40,'Pick Lists'!$B$92:$C$146,2,FALSE),'Fuel EFs'!$B$7:$X$59,14+MATCH($C$299,'Pick Lists'!$B$17:$B$25,0),FALSE)))","v":0},{"$f":"IF(D359=0,0,D359*IF($D$299='Pick Lists'!$B$17,Conversions!$K$56,VLOOKUP(VLOOKUP('Data Input'!$H$40,'Pick Lists'!$B$92:$C$146,2,FALSE),'Fuel EFs'!$B$7:$X$59,14+MATCH($D$299,'Pick Lists'!$B$17:$B$25,0),FALSE)))","v":0},{"$f":"IF($E$299='Pick Lists'!$B$63,DataProjection!E359*Conversions!$E$49,E359)","v":0},{"$f":"IF($F$299='Pick Lists'!$B$63,DataProjection!F359*Conversions!$E$49,F359)","v":0},{"$f":"IF(G359=0,0,G359*IF($G$299='Pick Lists'!$B$17,Conversions!$K$56,VLOOKUP(VLOOKUP('Data Input'!$H$186,'Pick Lists'!$B$92:$C$146,2,FALSE),'Fuel EFs'!$B$7:$X$59,14+MATCH($G$299,'Pick Lists'!$B$17:$B$25,0),FALSE)))","v":0},{"$f":"IF(H359=0,0,H359*IF($H$299='Pick Lists'!$B$17,Conversions!$K$56,VLOOKUP(VLOOKUP('Data Input'!$H$186,'Pick Lists'!$B$92:$C$146,2,FALSE),'Fuel EFs'!$B$7:$X$59,14+MATCH($H$299,'Pick Lists'!$B$17:$B$25,0),FALSE)))","v":0},{"$f":"IF(I359=0,0,I359*IF($I$299='Pick Lists'!$B$64,Conversions!$F$51,IF($I$299='Pick Lists'!$B$63,Conversions!$F$50,IF($I$299='Pick Lists'!$B$17,Conversions!$K$56,VLOOKUP(VLOOKUP('Data Input'!$H$259,'Pick Lists'!$B$92:$C$146,2,FALSE),'Fuel EFs'!$B$7:$X$59,14+MATCH($I$299,'Pick Lists'!$B$17:$B$25,0),FALSE)))))","v":0},{"$f":"IF(J359=0,0,J359*IF($J$299='Pick Lists'!$B$64,Conversions!$F$51,IF($J$299='Pick Lists'!$B$63,Conversions!$F$50,IF($J$299='Pick Lists'!$B$17,Conversions!$K$56,VLOOKUP(VLOOKUP('Data Input'!$H$259,'Pick Lists'!$B$92:$C$146,2,FALSE),'Fuel EFs'!$B$7:$X$59,14+MATCH($J$299,'Pick Lists'!$B$17:$B$25,0),FALSE)))))","v":0},0,{"$f":"IF(O359=0,0,O359*IF($K$299='Pick Lists'!$B$64,Conversions!$F$51,IF($K$299='Pick Lists'!$B$63,Conversions!$F$50,IF($K$299='Pick Lists'!$B$17,Conversions!$K$56,VLOOKUP(VLOOKUP('Data Input'!$H$259,'Pick Lists'!$B$92:$C$146,2,FALSE),'Fuel EFs'!$B$7:$X$59,14+MATCH($K$299,'Pick Lists'!$B$17:$B$25,0),FALSE)))))","v":0},null,null,{"$f":"K359*IF($K$299='Pick Lists'!$B$17,Conversions!$K$56,VLOOKUP(VLOOKUP('Data Input'!$H$259,'Pick Lists'!$B$92:$C$146,2,FALSE),'Fuel EFs'!$B$7:$X$59,14+MATCH($K$299,'Pick Lists'!$B$17:$B$25,0),FALSE))","v":{"$error":"#N/A"}},null,{"$f":"AND(ISNUMBER(B359),B359>=AdoptionYear,B359<=YearImpact)","v":false}]
[null,2068,{"$f":"IF(AND(Section2Trigger=RenewableElectricity,ElecReplFuel='Pick Lists'!$B$51,Ren1EnterDefault2='Pick Lists'!$B$265),'Data Input'!H107,0)","v":0},{"$f":"IF(AND(Section2Trigger=RenewableElectricity,ElecReplFuel='Pick Lists'!$B$51,OR(Ren1EnterDefault='Pick Lists'!$B$282,Ren1EnterDefault2='Pick Lists'!$B$288)),C72,0)","v":0},{"$f":"IF(AND(Section2Trigger=RenewableElectricity,ElecReplFuel='Pick Lists'!$B$52,Ren2EnterDefault2='Pick Lists'!$B$265),'Data Input'!H178,0)","v":0},{"$f":"IF(AND(Section2Trigger=RenewableElectricity,ElecReplFuel='Pick Lists'!$B$52,OR(Ren2EnterDefault='Pick Lists'!$B$282,Ren2EnterDefault2='Pick Lists'!$B$288)),C147,0)","v":0},{"$f":"IF(AND(Section2Trigger=FuelSwitching,FSEnterDefault2='Pick Lists'!$B$265),'Data Input'!H253,0)","v":0},{"$f":"IF(AND(Section2Trigger=FuelSwitching,OR(FSEnterDefault='Pick Lists'!$B$282,FSEnterDefault2='Pick Lists'!$B$288)),C219,0)","v":0},{"$f":"IF(AND(Section2Trigger=EnergyEfficiency,EEEnterDefault2='Pick Lists'!$B$265),'Data Input'!H332,0)","v":0},{"$f":"IF(AND(Section2Trigger=EnergyEfficiency,OR(EEEnterDefault='Pick Lists'!$B$283,EEEnterDefault2='Pick Lists'!$B$289)),C292,0)","v":0},0,0,0,2068.5,{"$f":"IF(AND(Section2Trigger=EnergyEfficiency,OR(EEEnterDefault='Pick Lists'!$B$283,EEEnterDefault2='Pick Lists'!$B$289)),E312,I360)","v":0},null,2068,{"$f":"IF(C360=0,0,C360*IF($C$299='Pick Lists'!$B$17,Conversions!$K$56,VLOOKUP(VLOOKUP('Data Input'!$H$40,'Pick Lists'!$B$92:$C$146,2,FALSE),'Fuel EFs'!$B$7:$X$59,14+MATCH($C$299,'Pick Lists'!$B$17:$B$25,0),FALSE)))","v":0},{"$f":"IF(D360=0,0,D360*IF($D$299='Pick Lists'!$B$17,Conversions!$K$56,VLOOKUP(VLOOKUP('Data Input'!$H$40,'Pick Lists'!$B$92:$C$146,2,FALSE),'Fuel EFs'!$B$7:$X$59,14+MATCH($D$299,'Pick Lists'!$B$17:$B$25,0),FALSE)))","v":0},{"$f":"IF($E$299='Pick Lists'!$B$63,DataProjection!E360*Conversions!$E$49,E360)","v":0},{"$f":"IF($F$299='Pick Lists'!$B$63,DataProjection!F360*Conversions!$E$49,F360)","v":0},{"$f":"IF(G360=0,0,G360*IF($G$299='Pick Lists'!$B$17,Conversions!$K$56,VLOOKUP(VLOOKUP('Data Input'!$H$186,'Pick Lists'!$B$92:$C$146,2,FALSE),'Fuel EFs'!$B$7:$X$59,14+MATCH($G$299,'Pick Lists'!$B$17:$B$25,0),FALSE)))","v":0},{"$f":"IF(H360=0,0,H360*IF($H$299='Pick Lists'!$B$17,Conversions!$K$56,VLOOKUP(VLOOKUP('Data Input'!$H$186,'Pick Lists'!$B$92:$C$146,2,FALSE),'Fuel EFs'!$B$7:$X$59,14+MATCH($H$299,'Pick Lists'!$B$17:$B$25,0),FALSE)))","v":0},{"$f":"IF(I360=0,0,I360*IF($I$299='Pick Lists'!$B$64,Conversions!$F$51,IF($I$299='Pick Lists'!$B$63,Conversions!$F$50,IF($I$299='Pick Lists'!$B$17,Conversions!$K$56,VLOOKUP(VLOOKUP('Data Input'!$H$259,'Pick Lists'!$B$92:$C$146,2,FALSE),'Fuel EFs'!$B$7:$X$59,14+MATCH($I$299,'Pick Lists'!$B$17:$B$25,0),FALSE)))))","v":0},{"$f":"IF(J360=0,0,J360*IF($J$299='Pick Lists'!$B$64,Conversions!$F$51,IF($J$299='Pick Lists'!$B$63,Conversions!$F$50,IF($J$299='Pick Lists'!$B$17,Conversions!$K$56,VLOOKUP(VLOOKUP('Data Input'!$H$259,'Pick Lists'!$B$92:$C$146,2,FALSE),'Fuel EFs'!$B$7:$X$59,14+MATCH($J$299,'Pick Lists'!$B$17:$B$25,0),FALSE)))))","v":0},0,{"$f":"IF(O360=0,0,O360*IF($K$299='Pick Lists'!$B$64,Conversions!$F$51,IF($K$299='Pick Lists'!$B$63,Conversions!$F$50,IF($K$299='Pick Lists'!$B$17,Conversions!$K$56,VLOOKUP(VLOOKUP('Data Input'!$H$259,'Pick Lists'!$B$92:$C$146,2,FALSE),'Fuel EFs'!$B$7:$X$59,14+MATCH($K$299,'Pick Lists'!$B$17:$B$25,0),FALSE)))))","v":0},null,null,{"$f":"K360*IF($K$299='Pick Lists'!$B$17,Conversions!$K$56,VLOOKUP(VLOOKUP('Data Input'!$H$259,'Pick Lists'!$B$92:$C$146,2,FALSE),'Fuel EFs'!$B$7:$X$59,14+MATCH($K$299,'Pick Lists'!$B$17:$B$25,0),FALSE))","v":{"$error":"#N/A"}},null,{"$f":"AND(ISNUMBER(B360),B360>=AdoptionYear,B360<=YearImpact)","v":false}]
[null,2069,{"$f":"IF(AND(Section2Trigger=RenewableElectricity,ElecReplFuel='Pick Lists'!$B$51,Ren1EnterDefault2='Pick Lists'!$B$265),'Data Input'!H108,0)","v":0},{"$f":"IF(AND(Section2Trigger=RenewableElectricity,ElecReplFuel='Pick Lists'!$B$51,OR(Ren1EnterDefault='Pick Lists'!$B$282,Ren1EnterDefault2='Pick Lists'!$B$288)),C73,0)","v":0},{"$f":"IF(AND(Section2Trigger=RenewableElectricity,ElecReplFuel='Pick Lists'!$B$52,Ren2EnterDefault2='Pick Lists'!$B$265),'Data Input'!H179,0)","v":0},{"$f":"IF(AND(Section2Trigger=RenewableElectricity,ElecReplFuel='Pick Lists'!$B$52,OR(Ren2EnterDefault='Pick Lists'!$B$282,Ren2EnterDefault2='Pick Lists'!$B$288)),C148,0)","v":0},{"$f":"IF(AND(Section2Trigger=FuelSwitching,FSEnterDefault2='Pick Lists'!$B$265),'Data Input'!H254,0)","v":0},{"$f":"IF(AND(Section2Trigger=FuelSwitching,OR(FSEnterDefault='Pick Lists'!$B$282,FSEnterDefault2='Pick Lists'!$B$288)),C220,0)","v":0},{"$f":"IF(AND(Section2Trigger=EnergyEfficiency,EEEnterDefault2='Pick Lists'!$B$265),'Data Input'!H333,0)","v":0},{"$f":"IF(AND(Section2Trigger=EnergyEfficiency,OR(EEEnterDefault='Pick Lists'!$B$283,EEEnterDefault2='Pick Lists'!$B$289)),C293,0)","v":0},0,0,0,2069.5,{"$f":"IF(AND(Section2Trigger=EnergyEfficiency,OR(EEEnterDefault='Pick Lists'!$B$283,EEEnterDefault2='Pick Lists'!$B$289)),E313,I361)","v":0},null,2069,{"$f":"IF(C361=0,0,C361*IF($C$299='Pick Lists'!$B$17,Conversions!$K$56,VLOOKUP(VLOOKUP('Data Input'!$H$40,'Pick Lists'!$B$92:$C$146,2,FALSE),'Fuel EFs'!$B$7:$X$59,14+MATCH($C$299,'Pick Lists'!$B$17:$B$25,0),FALSE)))","v":0},{"$f":"IF(D361=0,0,D361*IF($D$299='Pick Lists'!$B$17,Conversions!$K$56,VLOOKUP(VLOOKUP('Data Input'!$H$40,'Pick Lists'!$B$92:$C$146,2,FALSE),'Fuel EFs'!$B$7:$X$59,14+MATCH($D$299,'Pick Lists'!$B$17:$B$25,0),FALSE)))","v":0},{"$f":"IF($E$299='Pick Lists'!$B$63,DataProjection!E361*Conversions!$E$49,E361)","v":0},{"$f":"IF($F$299='Pick Lists'!$B$63,DataProjection!F361*Conversions!$E$49,F361)","v":0},{"$f":"IF(G361=0,0,G361*IF($G$299='Pick Lists'!$B$17,Conversions!$K$56,VLOOKUP(VLOOKUP('Data Input'!$H$186,'Pick Lists'!$B$92:$C$146,2,FALSE),'Fuel EFs'!$B$7:$X$59,14+MATCH($G$299,'Pick Lists'!$B$17:$B$25,0),FALSE)))","v":0},{"$f":"IF(H361=0,0,H361*IF($H$299='Pick Lists'!$B$17,Conversions!$K$56,VLOOKUP(VLOOKUP('Data Input'!$H$186,'Pick Lists'!$B$92:$C$146,2,FALSE),'Fuel EFs'!$B$7:$X$59,14+MATCH($H$299,'Pick Lists'!$B$17:$B$25,0),FALSE)))","v":0},{"$f":"IF(I361=0,0,I361*IF($I$299='Pick Lists'!$B$64,Conversions!$F$51,IF($I$299='Pick Lists'!$B$63,Conversions!$F$50,IF($I$299='Pick Lists'!$B$17,Conversions!$K$56,VLOOKUP(VLOOKUP('Data Input'!$H$259,'Pick Lists'!$B$92:$C$146,2,FALSE),'Fuel EFs'!$B$7:$X$59,14+MATCH($I$299,'Pick Lists'!$B$17:$B$25,0),FALSE)))))","v":0},{"$f":"IF(J361=0,0,J361*IF($J$299='Pick Lists'!$B$64,Conversions!$F$51,IF($J$299='Pick Lists'!$B$63,Conversions!$F$50,IF($J$299='Pick Lists'!$B$17,Conversions!$K$56,VLOOKUP(VLOOKUP('Data Input'!$H$259,'Pick Lists'!$B$92:$C$146,2,FALSE),'Fuel EFs'!$B$7:$X$59,14+MATCH($J$299,'Pick Lists'!$B$17:$B$25,0),FALSE)))))","v":0},0,{"$f":"IF(O361=0,0,O361*IF($K$299='Pick Lists'!$B$64,Conversions!$F$51,IF($K$299='Pick Lists'!$B$63,Conversions!$F$50,IF($K$299='Pick Lists'!$B$17,Conversions!$K$56,VLOOKUP(VLOOKUP('Data Input'!$H$259,'Pick Lists'!$B$92:$C$146,2,FALSE),'Fuel EFs'!$B$7:$X$59,14+MATCH($K$299,'Pick Lists'!$B$17:$B$25,0),FALSE)))))","v":0},null,null,{"$f":"K361*IF($K$299='Pick Lists'!$B$17,Conversions!$K$56,VLOOKUP(VLOOKUP('Data Input'!$H$259,'Pick Lists'!$B$92:$C$146,2,FALSE),'Fuel EFs'!$B$7:$X$59,14+MATCH($K$299,'Pick Lists'!$B$17:$B$25,0),FALSE))","v":{"$error":"#N/A"}},null,{"$f":"AND(ISNUMBER(B361),B361>=AdoptionYear,B361<=YearImpact)","v":false}]
[null,2070,{"$f":"IF(AND(Section2Trigger=RenewableElectricity,ElecReplFuel='Pick Lists'!$B$51,Ren1EnterDefault2='Pick Lists'!$B$265),'Data Input'!H109,0)","v":0},{"$f":"IF(AND(Section2Trigger=RenewableElectricity,ElecReplFuel='Pick Lists'!$B$51,OR(Ren1EnterDefault='Pick Lists'!$B$282,Ren1EnterDefault2='Pick Lists'!$B$288)),C74,0)","v":0},{"$f":"IF(AND(Section2Trigger=RenewableElectricity,ElecReplFuel='Pick Lists'!$B$52,Ren2EnterDefault2='Pick Lists'!$B$265),'Data Input'!H180,0)","v":0},{"$f":"IF(AND(Section2Trigger=RenewableElectricity,ElecReplFuel='Pick Lists'!$B$52,OR(Ren2EnterDefault='Pick Lists'!$B$282,Ren2EnterDefault2='Pick Lists'!$B$288)),C149,0)","v":0},{"$f":"IF(AND(Section2Trigger=FuelSwitching,FSEnterDefault2='Pick Lists'!$B$265),'Data Input'!H255,0)","v":0},{"$f":"IF(AND(Section2Trigger=FuelSwitching,OR(FSEnterDefault='Pick Lists'!$B$282,FSEnterDefault2='Pick Lists'!$B$288)),C221,0)","v":0},{"$f":"IF(AND(Section2Trigger=EnergyEfficiency,EEEnterDefault2='Pick Lists'!$B$265),'Data Input'!H334,0)","v":0},{"$f":"IF(AND(Section2Trigger=EnergyEfficiency,OR(EEEnterDefault='Pick Lists'!$B$283,EEEnterDefault2='Pick Lists'!$B$289)),C294,0)","v":0},0,0,0,2070.5,{"$f":"IF(AND(Section2Trigger=EnergyEfficiency,OR(EEEnterDefault='Pick Lists'!$B$283,EEEnterDefault2='Pick Lists'!$B$289)),E314,I362)","v":0},null,2070,{"$f":"IF(C362=0,0,C362*IF($C$299='Pick Lists'!$B$17,Conversions!$K$56,VLOOKUP(VLOOKUP('Data Input'!$H$40,'Pick Lists'!$B$92:$C$146,2,FALSE),'Fuel EFs'!$B$7:$X$59,14+MATCH($C$299,'Pick Lists'!$B$17:$B$25,0),FALSE)))","v":0},{"$f":"IF(D362=0,0,D362*IF($D$299='Pick Lists'!$B$17,Conversions!$K$56,VLOOKUP(VLOOKUP('Data Input'!$H$40,'Pick Lists'!$B$92:$C$146,2,FALSE),'Fuel EFs'!$B$7:$X$59,14+MATCH($D$299,'Pick Lists'!$B$17:$B$25,0),FALSE)))","v":0},{"$f":"IF($E$299='Pick Lists'!$B$63,DataProjection!E362*Conversions!$E$49,E362)","v":0},{"$f":"IF($F$299='Pick Lists'!$B$63,DataProjection!F362*Conversions!$E$49,F362)","v":0},{"$f":"IF(G362=0,0,G362*IF($G$299='Pick Lists'!$B$17,Conversions!$K$56,VLOOKUP(VLOOKUP('Data Input'!$H$186,'Pick Lists'!$B$92:$C$146,2,FALSE),'Fuel EFs'!$B$7:$X$59,14+MATCH($G$299,'Pick Lists'!$B$17:$B$25,0),FALSE)))","v":0},{"$f":"IF(H362=0,0,H362*IF($H$299='Pick Lists'!$B$17,Conversions!$K$56,VLOOKUP(VLOOKUP('Data Input'!$H$186,'Pick Lists'!$B$92:$C$146,2,FALSE),'Fuel EFs'!$B$7:$X$59,14+MATCH($H$299,'Pick Lists'!$B$17:$B$25,0),FALSE)))","v":0},{"$f":"IF(I362=0,0,I362*IF($I$299='Pick Lists'!$B$64,Conversions!$F$51,IF($I$299='Pick Lists'!$B$63,Conversions!$F$50,IF($I$299='Pick Lists'!$B$17,Conversions!$K$56,VLOOKUP(VLOOKUP('Data Input'!$H$259,'Pick Lists'!$B$92:$C$146,2,FALSE),'Fuel EFs'!$B$7:$X$59,14+MATCH($I$299,'Pick Lists'!$B$17:$B$25,0),FALSE)))))","v":0},{"$f":"IF(J362=0,0,J362*IF($J$299='Pick Lists'!$B$64,Conversions!$F$51,IF($J$299='Pick Lists'!$B$63,Conversions!$F$50,IF($J$299='Pick Lists'!$B$17,Conversions!$K$56,VLOOKUP(VLOOKUP('Data Input'!$H$259,'Pick Lists'!$B$92:$C$146,2,FALSE),'Fuel EFs'!$B$7:$X$59,14+MATCH($J$299,'Pick Lists'!$B$17:$B$25,0),FALSE)))))","v":0},0,{"$f":"IF(O362=0,0,O362*IF($K$299='Pick Lists'!$B$64,Conversions!$F$51,IF($K$299='Pick Lists'!$B$63,Conversions!$F$50,IF($K$299='Pick Lists'!$B$17,Conversions!$K$56,VLOOKUP(VLOOKUP('Data Input'!$H$259,'Pick Lists'!$B$92:$C$146,2,FALSE),'Fuel EFs'!$B$7:$X$59,14+MATCH($K$299,'Pick Lists'!$B$17:$B$25,0),FALSE)))))","v":0},null,null,{"$f":"K362*IF($K$299='Pick Lists'!$B$17,Conversions!$K$56,VLOOKUP(VLOOKUP('Data Input'!$H$259,'Pick Lists'!$B$92:$C$146,2,FALSE),'Fuel EFs'!$B$7:$X$59,14+MATCH($K$299,'Pick Lists'!$B$17:$B$25,0),FALSE))","v":{"$error":"#N/A"}},null,{"$f":"AND(ISNUMBER(B362),B362>=AdoptionYear,B362<=YearImpact)","v":false}]
[null,null,null,null,null,null,null,null,null,null,null,null,null,null,null,null,null,null,null,null,null,null,null,null,null,null,null,null,null,null,null,{"$f":"AND(ISNUMBER(B363),B363>=AdoptionYear,B363<=YearImpact)","v":false}]
[null,"Baseline Emissions",null,null,null,null,null,null,null,null,null,null,null,null,null,null,null,null,null,null,null,null,null,null,null,null,null,null,null,null,null,{"$f":"AND(ISNUMBER(B364),B364>=AdoptionYear,B364<=YearImpact)","v":false}]
[null,null,"Ren Fuel",null,"Ren Elec",null,"Fuel Swit",null,"EE ","EE Energy",null,null,null,null,null,null,null,null,null,null,null,null,null,null,null,null,null,null,null,null,null,{"$f":"AND(ISNUMBER(B365),B365>=AdoptionYear,B365<=YearImpact)","v":false}]
[null,null,"Enter","Project","Enter","Project","Enter","Project","Enter","Project","TOTAL",null,null,null,null,null,null,null,null,null,null,null,null,null,null,null,null,null,null,null,null,{"$f":"AND(ISNUMBER(B366),B366>=AdoptionYear,B366<=YearImpact)","v":false}]
[null,{"$f":"Start_Year","v":2010},{"$f":"IF(AND(Section2Trigger=RenewableElectricity,ElecReplFuel='Pick Lists'!$B$51,Ren1EnterDefault2='Pick Lists'!$B$265),Calculations!N464,0)","v":0},{"$f":"IF(AND(Section2Trigger=RenewableElectricity,ElecReplFuel='Pick Lists'!$B$51,OR(Ren1EnterDefault='Pick Lists'!$B$282,Ren1EnterDefault2='Pick Lists'!$B$288)),Calculations!N464,0)","v":0},{"$f":"IF(AND(Section2Trigger=RenewableElectricity,ElecReplFuel='Pick Lists'!$B$52,Ren2EnterDefault2='Pick Lists'!$B$265),Calculations!P528,0)","v":0},{"$f":"IF(AND(Section2Trigger=RenewableElectricity,ElecReplFuel='Pick Lists'!$B$52,OR(Ren2EnterDefault='Pick Lists'!$B$282,Ren2EnterDefault2='Pick Lists'!$B$288)),Calculations!P528,0)","v":0},{"$f":"IF(AND(Section2Trigger=FuelSwitching,FSEnterDefault2='Pick Lists'!$B$265),Calculations!L666,0)","v":0},{"$f":"IF(AND(Section2Trigger=FuelSwitching,OR(FSEnterDefault='Pick Lists'!$B$282,FSEnterDefault2='Pick Lists'!$B$288)),Calculations!L666,0)","v":0},{"$f":"IF(AND(Section2Trigger=EnergyEfficiency,EEEnterDefault2='Pick Lists'!$B$265),Calculations!P804,0)","v":0},{"$f":"IF(AND(Section2Trigger=EnergyEfficiency,OR(EEEnterDefault='Pick Lists'!$B$283,EEEnterDefault2='Pick Lists'!$B$289)),Calculations!P868,0)","v":0},{"$f":"SUM(C367:J367)","v":0},null,null,null,null,null,null,null,null,null,null,null,null,null,null,null,null,null,null,null,null,{"$f":"AND(ISNUMBER(B367),B367>=AdoptionYear,B367<=YearImpact)","v":false}]
[null,{"$f":"B367+1","v":2011},{"$f":"IF(AND(Section2Trigger=RenewableElectricity,ElecReplFuel='Pick Lists'!$B$51,Ren1EnterDefault2='Pick Lists'!$B$265),Calculations!N465,0)","v":0},{"$f":"IF(AND(Section2Trigger=RenewableElectricity,ElecReplFuel='Pick Lists'!$B$51,OR(Ren1EnterDefault='Pick Lists'!$B$282,Ren1EnterDefault2='Pick Lists'!$B$288)),Calculations!N465,0)","v":0},{"$f":"IF(AND(Section2Trigger=RenewableElectricity,ElecReplFuel='Pick Lists'!$B$52,Ren2EnterDefault2='Pick Lists'!$B$265),Calculations!P529,0)","v":0},{"$f":"IF(AND(Section2Trigger=RenewableElectricity,ElecReplFuel='Pick Lists'!$B$52,OR(Ren2EnterDefault='Pick Lists'!$B$282,Ren2EnterDefault2='Pick Lists'!$B$288)),Calculations!P529,0)","v":0},{"$f":"IF(AND(Section2Trigger=FuelSwitching,FSEnterDefault2='Pick Lists'!$B$265),Calculations!L667,0)","v":0},{"$f":"IF(AND(Section2Trigger=FuelSwitching,OR(FSEnterDefault='Pick Lists'!$B$282,FSEnterDefault2='Pick Lists'!$B$288)),Calculations!L667,0)","v":0},{"$f":"IF(AND(Section2Trigger=EnergyEfficiency,EEEnterDefault2='Pick Lists'!$B$265),Calculations!P805,0)","v":0},{"$f":"IF(AND(Section2Trigger=EnergyEfficiency,OR(EEEnterDefault='Pick Lists'!$B$283,EEEnterDefault2='Pick Lists'!$B$289)),Calculations!P869,0)","v":0},{"$f":"SUM(C368:J368)","v":0},null,null,null,null,null,null,null,null,null,null,null,null,null,null,null,null,null,null,null,null,{"$f":"AND(ISNUMBER(B368),B368>=AdoptionYear,B368<=YearImpact)","v":false}]
[null,{"$f":"B368+1","v":2012},{"$f":"IF(AND(Section2Trigger=RenewableElectricity,ElecReplFuel='Pick Lists'!$B$51,Ren1EnterDefault2='Pick Lists'!$B$265),Calculations!N466,0)","v":0},{"$f":"IF(AND(Section2Trigger=RenewableElectricity,ElecReplFuel='Pick Lists'!$B$51,OR(Ren1EnterDefault='Pick Lists'!$B$282,Ren1EnterDefault2='Pick Lists'!$B$288)),Calculations!N466,0)","v":0},{"$f":"IF(AND(Section2Trigger=RenewableElectricity,ElecReplFuel='Pick Lists'!$B$52,Ren2EnterDefault2='Pick Lists'!$B$265),Calculations!P530,0)","v":0},{"$f":"IF(AND(Section2Trigger=RenewableElectricity,ElecReplFuel='Pick Lists'!$B$52,OR(Ren2EnterDefault='Pick Lists'!$B$282,Ren2EnterDefault2='Pick Lists'!$B$288)),Calculations!P530,0)","v":0},{"$f":"IF(AND(Section2Trigger=FuelSwitching,FSEnterDefault2='Pick Lists'!$B$265),Calculations!L668,0)","v":0},{"$f":"IF(AND(Section2Trigger=FuelSwitching,OR(FSEnterDefault='Pick Lists'!$B$282,FSEnterDefault2='Pick Lists'!$B$288)),Calculations!L668,0)","v":0},{"$f":"IF(AND(Section2Trigger=EnergyEfficiency,EEEnterDefault2='Pick Lists'!$B$265),Calculations!P806,0)","v":0},{"$f":"IF(AND(Section2Trigger=EnergyEfficiency,OR(EEEnterDefault='Pick Lists'!$B$283,EEEnterDefault2='Pick Lists'!$B$289)),Calculations!P870,0)","v":0},0,null,null,null,null,null,null,null,null,null,null,null,null,null,null,null,null,null,null,null,null,{"$f":"AND(ISNUMBER(B369),B369>=AdoptionYear,B369<=YearImpact)","v":false}]
[null,2013,{"$f":"IF(AND(Section2Trigger=RenewableElectricity,ElecReplFuel='Pick Lists'!$B$51,Ren1EnterDefault2='Pick Lists'!$B$265),Calculations!N467,0)","v":0},{"$f":"IF(AND(Section2Trigger=RenewableElectricity,ElecReplFuel='Pick Lists'!$B$51,OR(Ren1EnterDefault='Pick Lists'!$B$282,Ren1EnterDefault2='Pick Lists'!$B$288)),Calculations!N467,0)","v":0},{"$f":"IF(AND(Section2Trigger=RenewableElectricity,ElecReplFuel='Pick Lists'!$B$52,Ren2EnterDefault2='Pick Lists'!$B$265),Calculations!P531,0)","v":0},{"$f":"IF(AND(Section2Trigger=RenewableElectricity,ElecReplFuel='Pick Lists'!$B$52,OR(Ren2EnterDefault='Pick Lists'!$B$282,Ren2EnterDefault2='Pick Lists'!$B$288)),Calculations!P531,0)","v":0},{"$f":"IF(AND(Section2Trigger=FuelSwitching,FSEnterDefault2='Pick Lists'!$B$265),Calculations!L669,0)","v":0},{"$f":"IF(AND(Section2Trigger=FuelSwitching,OR(FSEnterDefault='Pick Lists'!$B$282,FSEnterDefault2='Pick Lists'!$B$288)),Calculations!L669,0)","v":0},{"$f":"IF(AND(Section2Trigger=EnergyEfficiency,EEEnterDefault2='Pick Lists'!$B$265),Calculations!P807,0)","v":0},{"$f":"IF(AND(Section2Trigger=EnergyEfficiency,OR(EEEnterDefault='Pick Lists'!$B$283,EEEnterDefault2='Pick Lists'!$B$289)),Calculations!P871,0)","v":0},0,null,null,null,null,null,null,null,null,null,null,null,null,null,null,null,null,null,null,null,null,{"$f":"AND(ISNUMBER(B370),B370>=AdoptionYear,B370<=YearImpact)","v":false}]
[null,2014,{"$f":"IF(AND(Section2Trigger=RenewableElectricity,ElecReplFuel='Pick Lists'!$B$51,Ren1EnterDefault2='Pick Lists'!$B$265),Calculations!N468,0)","v":0},{"$f":"IF(AND(Section2Trigger=RenewableElectricity,ElecReplFuel='Pick Lists'!$B$51,OR(Ren1EnterDefault='Pick Lists'!$B$282,Ren1EnterDefault2='Pick Lists'!$B$288)),Calculations!N468,0)","v":0},{"$f":"IF(AND(Section2Trigger=RenewableElectricity,ElecReplFuel='Pick Lists'!$B$52,Ren2EnterDefault2='Pick Lists'!$B$265),Calculations!P532,0)","v":0},{"$f":"IF(AND(Section2Trigger=RenewableElectricity,ElecReplFuel='Pick Lists'!$B$52,OR(Ren2EnterDefault='Pick Lists'!$B$282,Ren2EnterDefault2='Pick Lists'!$B$288)),Calculations!P532,0)","v":0},{"$f":"IF(AND(Section2Trigger=FuelSwitching,FSEnterDefault2='Pick Lists'!$B$265),Calculations!L670,0)","v":0},{"$f":"IF(AND(Section2Trigger=FuelSwitching,OR(FSEnterDefault='Pick Lists'!$B$282,FSEnterDefault2='Pick Lists'!$B$288)),Calculations!L670,0)","v":0},{"$f":"IF(AND(Section2Trigger=EnergyEfficiency,EEEnterDefault2='Pick Lists'!$B$265),Calculations!P808,0)","v":0},{"$f":"IF(AND(Section2Trigger=EnergyEfficiency,OR(EEEnterDefault='Pick Lists'!$B$283,EEEnterDefault2='Pick Lists'!$B$289)),Calculations!P872,0)","v":0},0,null,null,null,null,null,null,null,null,null,null,null,null,null,null,null,null,null,null,null,null,{"$f":"AND(ISNUMBER(B371),B371>=AdoptionYear,B371<=YearImpact)","v":false}]
[null,2015,{"$f":"IF(AND(Section2Trigger=RenewableElectricity,ElecReplFuel='Pick Lists'!$B$51,Ren1EnterDefault2='Pick Lists'!$B$265),Calculations!N469,0)","v":0},{"$f":"IF(AND(Section2Trigger=RenewableElectricity,ElecReplFuel='Pick Lists'!$B$51,OR(Ren1EnterDefault='Pick Lists'!$B$282,Ren1EnterDefault2='Pick Lists'!$B$288)),Calculations!N469,0)","v":0},{"$f":"IF(AND(Section2Trigger=RenewableElectricity,ElecReplFuel='Pick Lists'!$B$52,Ren2EnterDefault2='Pick Lists'!$B$265),Calculations!P533,0)","v":0},{"$f":"IF(AND(Section2Trigger=RenewableElectricity,ElecReplFuel='Pick Lists'!$B$52,OR(Ren2EnterDefault='Pick Lists'!$B$282,Ren2EnterDefault2='Pick Lists'!$B$288)),Calculations!P533,0)","v":0},{"$f":"IF(AND(Section2Trigger=FuelSwitching,FSEnterDefault2='Pick Lists'!$B$265),Calculations!L671,0)","v":0},{"$f":"IF(AND(Section2Trigger=FuelSwitching,OR(FSEnterDefault='Pick Lists'!$B$282,FSEnterDefault2='Pick Lists'!$B$288)),Calculations!L671,0)","v":0},{"$f":"IF(AND(Section2Trigger=EnergyEfficiency,EEEnterDefault2='Pick Lists'!$B$265),Calculations!P809,0)","v":0},{"$f":"IF(AND(Section2Trigger=EnergyEfficiency,OR(EEEnterDefault='Pick Lists'!$B$283,EEEnterDefault2='Pick Lists'!$B$289)),Calculations!P873,0)","v":0},0,null,null,null,null,null,null,null,null,null,null,null,null,null,null,null,null,null,null,null,null,{"$f":"AND(ISNUMBER(B372),B372>=AdoptionYear,B372<=YearImpact)","v":false}]
[null,2016,{"$f":"IF(AND(Section2Trigger=RenewableElectricity,ElecReplFuel='Pick Lists'!$B$51,Ren1EnterDefault2='Pick Lists'!$B$265),Calculations!N470,0)","v":0},{"$f":"IF(AND(Section2Trigger=RenewableElectricity,ElecReplFuel='Pick Lists'!$B$51,OR(Ren1EnterDefault='Pick Lists'!$B$282,Ren1EnterDefault2='Pick Lists'!$B$288)),Calculations!N470,0)","v":0},{"$f":"IF(AND(Section2Trigger=RenewableElectricity,ElecReplFuel='Pick Lists'!$B$52,Ren2EnterDefault2='Pick Lists'!$B$265),Calculations!P534,0)","v":0},{"$f":"IF(AND(Section2Trigger=RenewableElectricity,ElecReplFuel='Pick Lists'!$B$52,OR(Ren2EnterDefault='Pick Lists'!$B$282,Ren2EnterDefault2='Pick Lists'!$B$288)),Calculations!P534,0)","v":0},{"$f":"IF(AND(Section2Trigger=FuelSwitching,FSEnterDefault2='Pick Lists'!$B$265),Calculations!L672,0)","v":0},{"$f":"IF(AND(Section2Trigger=FuelSwitching,OR(FSEnterDefault='Pick Lists'!$B$282,FSEnterDefault2='Pick Lists'!$B$288)),Calculations!L672,0)","v":0},{"$f":"IF(AND(Section2Trigger=EnergyEfficiency,EEEnterDefault2='Pick Lists'!$B$265),Calculations!P810,0)","v":0},{"$f":"IF(AND(Section2Trigger=EnergyEfficiency,OR(EEEnterDefault='Pick Lists'!$B$283,EEEnterDefault2='Pick Lists'!$B$289)),Calculations!P874,0)","v":0},0,null,null,null,null,null,null,null,null,null,null,null,null,null,null,null,null,null,null,null,null,{"$f":"AND(ISNUMBER(B373),B373>=AdoptionYear,B373<=YearImpact)","v":false}]
[null,2017,{"$f":"IF(AND(Section2Trigger=RenewableElectricity,ElecReplFuel='Pick Lists'!$B$51,Ren1EnterDefault2='Pick Lists'!$B$265),Calculations!N471,0)","v":0},{"$f":"IF(AND(Section2Trigger=RenewableElectricity,ElecReplFuel='Pick Lists'!$B$51,OR(Ren1EnterDefault='Pick Lists'!$B$282,Ren1EnterDefault2='Pick Lists'!$B$288)),Calculations!N471,0)","v":0},{"$f":"IF(AND(Section2Trigger=RenewableElectricity,ElecReplFuel='Pick Lists'!$B$52,Ren2EnterDefault2='Pick Lists'!$B$265),Calculations!P535,0)","v":0},{"$f":"IF(AND(Section2Trigger=RenewableElectricity,ElecReplFuel='Pick Lists'!$B$52,OR(Ren2EnterDefault='Pick Lists'!$B$282,Ren2EnterDefault2='Pick Lists'!$B$288)),Calculations!P535,0)","v":0},{"$f":"IF(AND(Section2Trigger=FuelSwitching,FSEnterDefault2='Pick Lists'!$B$265),Calculations!L673,0)","v":0},{"$f":"IF(AND(Section2Trigger=FuelSwitching,OR(FSEnterDefault='Pick Lists'!$B$282,FSEnterDefault2='Pick Lists'!$B$288)),Calculations!L673,0)","v":0},{"$f":"IF(AND(Section2Trigger=EnergyEfficiency,EEEnterDefault2='Pick Lists'!$B$265),Calculations!P811,0)","v":0},{"$f":"IF(AND(Section2Trigger=EnergyEfficiency,OR(EEEnterDefault='Pick Lists'!$B$283,EEEnterDefault2='Pick Lists'!$B$289)),Calculations!P875,0)","v":0},{"$f":"SUM(C374:J374)","v":0},null,null,null,null,null,null,null,null,null,null,null,null,null,null,null,null,null,null,null,null,{"$f":"AND(ISNUMBER(B374),B374>=AdoptionYear,B374<=YearImpact)","v":false}]
[null,2018,{"$f":"IF(AND(Section2Trigger=RenewableElectricity,ElecReplFuel='Pick Lists'!$B$51,Ren1EnterDefault2='Pick Lists'!$B$265),Calculations!N472,0)","v":0},{"$f":"IF(AND(Section2Trigger=RenewableElectricity,ElecReplFuel='Pick Lists'!$B$51,OR(Ren1EnterDefault='Pick Lists'!$B$282,Ren1EnterDefault2='Pick Lists'!$B$288)),Calculations!N472,0)","v":0},{"$f":"IF(AND(Section2Trigger=RenewableElectricity,ElecReplFuel='Pick Lists'!$B$52,Ren2EnterDefault2='Pick Lists'!$B$265),Calculations!P536,0)","v":0},{"$f":"IF(AND(Section2Trigger=RenewableElectricity,ElecReplFuel='Pick Lists'!$B$52,OR(Ren2EnterDefault='Pick Lists'!$B$282,Ren2EnterDefault2='Pick Lists'!$B$288)),Calculations!P536,0)","v":0},{"$f":"IF(AND(Section2Trigger=FuelSwitching,FSEnterDefault2='Pick Lists'!$B$265),Calculations!L674,0)","v":0},{"$f":"IF(AND(Section2Trigger=FuelSwitching,OR(FSEnterDefault='Pick Lists'!$B$282,FSEnterDefault2='Pick Lists'!$B$288)),Calculations!L674,0)","v":0},{"$f":"IF(AND(Section2Trigger=EnergyEfficiency,EEEnterDefault2='Pick Lists'!$B$265),Calculations!P812,0)","v":0},{"$f":"IF(AND(Section2Trigger=EnergyEfficiency,OR(EEEnterDefault='Pick Lists'!$B$283,EEEnterDefault2='Pick Lists'!$B$289)),Calculations!P876,0)","v":0},0,null,null,null,null,null,null,null,null,null,null,null,null,null,null,null,null,null,null,null,null,{"$f":"AND(ISNUMBER(B375),B375>=AdoptionYear,B375<=YearImpact)","v":false}]
[null,2019,{"$f":"IF(AND(Section2Trigger=RenewableElectricity,ElecReplFuel='Pick Lists'!$B$51,Ren1EnterDefault2='Pick Lists'!$B$265),Calculations!N473,0)","v":0},{"$f":"IF(AND(Section2Trigger=RenewableElectricity,ElecReplFuel='Pick Lists'!$B$51,OR(Ren1EnterDefault='Pick Lists'!$B$282,Ren1EnterDefault2='Pick Lists'!$B$288)),Calculations!N473,0)","v":0},{"$f":"IF(AND(Section2Trigger=RenewableElectricity,ElecReplFuel='Pick Lists'!$B$52,Ren2EnterDefault2='Pick Lists'!$B$265),Calculations!P537,0)","v":0},{"$f":"IF(AND(Section2Trigger=RenewableElectricity,ElecReplFuel='Pick Lists'!$B$52,OR(Ren2EnterDefault='Pick Lists'!$B$282,Ren2EnterDefault2='Pick Lists'!$B$288)),Calculations!P537,0)","v":0},{"$f":"IF(AND(Section2Trigger=FuelSwitching,FSEnterDefault2='Pick Lists'!$B$265),Calculations!L675,0)","v":0},{"$f":"IF(AND(Section2Trigger=FuelSwitching,OR(FSEnterDefault='Pick Lists'!$B$282,FSEnterDefault2='Pick Lists'!$B$288)),Calculations!L675,0)","v":0},{"$f":"IF(AND(Section2Trigger=EnergyEfficiency,EEEnterDefault2='Pick Lists'!$B$265),Calculations!P813,0)","v":0},{"$f":"IF(AND(Section2Trigger=EnergyEfficiency,OR(EEEnterDefault='Pick Lists'!$B$283,EEEnterDefault2='Pick Lists'!$B$289)),Calculations!P877,0)","v":0},0,null,null,null,null,null,null,null,null,null,null,null,null,null,null,null,null,null,null,null,null,{"$f":"AND(ISNUMBER(B376),B376>=AdoptionYear,B376<=YearImpact)","v":false}]
[null,2020,{"$f":"IF(AND(Section2Trigger=RenewableElectricity,ElecReplFuel='Pick Lists'!$B$51,Ren1EnterDefault2='Pick Lists'!$B$265),Calculations!N474,0)","v":0},{"$f":"IF(AND(Section2Trigger=RenewableElectricity,ElecReplFuel='Pick Lists'!$B$51,OR(Ren1EnterDefault='Pick Lists'!$B$282,Ren1EnterDefault2='Pick Lists'!$B$288)),Calculations!N474,0)","v":0},{"$f":"IF(AND(Section2Trigger=RenewableElectricity,ElecReplFuel='Pick Lists'!$B$52,Ren2EnterDefault2='Pick Lists'!$B$265),Calculations!P538,0)","v":0},{"$f":"IF(AND(Section2Trigger=RenewableElectricity,ElecReplFuel='Pick Lists'!$B$52,OR(Ren2EnterDefault='Pick Lists'!$B$282,Ren2EnterDefault2='Pick Lists'!$B$288)),Calculations!P538,0)","v":0},{"$f":"IF(AND(Section2Trigger=FuelSwitching,FSEnterDefault2='Pick Lists'!$B$265),Calculations!L676,0)","v":0},{"$f":"IF(AND(Section2Trigger=FuelSwitching,OR(FSEnterDefault='Pick Lists'!$B$282,FSEnterDefault2='Pick Lists'!$B$288)),Calculations!L676,0)","v":0},{"$f":"IF(AND(Section2Trigger=EnergyEfficiency,EEEnterDefault2='Pick Lists'!$B$265),Calculations!P814,0)","v":0},{"$f":"IF(AND(Section2Trigger=EnergyEfficiency,OR(EEEnterDefault='Pick Lists'!$B$283,EEEnterDefault2='Pick Lists'!$B$289)),Calculations!P878,0)","v":0},0,null,null,null,null,null,null,null,null,null,null,null,null,null,null,null,null,null,null,null,null,{"$f":"AND(ISNUMBER(B377),B377>=AdoptionYear,B377<=YearImpact)","v":false}]
[null,2021,{"$f":"IF(AND(Section2Trigger=RenewableElectricity,ElecReplFuel='Pick Lists'!$B$51,Ren1EnterDefault2='Pick Lists'!$B$265),Calculations!N475,0)","v":0},{"$f":"IF(AND(Section2Trigger=RenewableElectricity,ElecReplFuel='Pick Lists'!$B$51,OR(Ren1EnterDefault='Pick Lists'!$B$282,Ren1EnterDefault2='Pick Lists'!$B$288)),Calculations!N475,0)","v":0},{"$f":"IF(AND(Section2Trigger=RenewableElectricity,ElecReplFuel='Pick Lists'!$B$52,Ren2EnterDefault2='Pick Lists'!$B$265),Calculations!P539,0)","v":0},{"$f":"IF(AND(Section2Trigger=RenewableElectricity,ElecReplFuel='Pick Lists'!$B$52,OR(Ren2EnterDefault='Pick Lists'!$B$282,Ren2EnterDefault2='Pick Lists'!$B$288)),Calculations!P539,0)","v":0},{"$f":"IF(AND(Section2Trigger=FuelSwitching,FSEnterDefault2='Pick Lists'!$B$265),Calculations!L677,0)","v":0},{"$f":"IF(AND(Section2Trigger=FuelSwitching,OR(FSEnterDefault='Pick Lists'!$B$282,FSEnterDefault2='Pick Lists'!$B$288)),Calculations!L677,0)","v":0},{"$f":"IF(AND(Section2Trigger=EnergyEfficiency,EEEnterDefault2='Pick Lists'!$B$265),Calculations!P815,0)","v":0},{"$f":"IF(AND(Section2Trigger=EnergyEfficiency,OR(EEEnterDefault='Pick Lists'!$B$283,EEEnterDefault2='Pick Lists'!$B$289)),Calculations!P879,0)","v":0},0,null,null,null,null,null,null,null,null,null,null,null,null,null,null,null,null,null,null,null,null,{"$f":"AND(ISNUMBER(B378),B378>=AdoptionYear,B378<=YearImpact)","v":false}]
[null,2022,{"$f":"IF(AND(Section2Trigger=RenewableElectricity,ElecReplFuel='Pick Lists'!$B$51,Ren1EnterDefault2='Pick Lists'!$B$265),Calculations!N476,0)","v":0},{"$f":"IF(AND(Section2Trigger=RenewableElectricity,ElecReplFuel='Pick Lists'!$B$51,OR(Ren1EnterDefault='Pick Lists'!$B$282,Ren1EnterDefault2='Pick Lists'!$B$288)),Calculations!N476,0)","v":0},{"$f":"IF(AND(Section2Trigger=RenewableElectricity,ElecReplFuel='Pick Lists'!$B$52,Ren2EnterDefault2='Pick Lists'!$B$265),Calculations!P540,0)","v":0},{"$f":"IF(AND(Section2Trigger=RenewableElectricity,ElecReplFuel='Pick Lists'!$B$52,OR(Ren2EnterDefault='Pick Lists'!$B$282,Ren2EnterDefault2='Pick Lists'!$B$288)),Calculations!P540,0)","v":0},{"$f":"IF(AND(Section2Trigger=FuelSwitching,FSEnterDefault2='Pick Lists'!$B$265),Calculations!L678,0)","v":0},{"$f":"IF(AND(Section2Trigger=FuelSwitching,OR(FSEnterDefault='Pick Lists'!$B$282,FSEnterDefault2='Pick Lists'!$B$288)),Calculations!L678,0)","v":0},{"$f":"IF(AND(Section2Trigger=EnergyEfficiency,EEEnterDefault2='Pick Lists'!$B$265),Calculations!P816,0)","v":0},{"$f":"IF(AND(Section2Trigger=EnergyEfficiency,OR(EEEnterDefault='Pick Lists'!$B$283,EEEnterDefault2='Pick Lists'!$B$289)),Calculations!P880,0)","v":0},0,null,null,null,null,null,null,null,null,null,null,null,null,null,null,null,null,null,null,null,null,{"$f":"AND(ISNUMBER(B379),B379>=AdoptionYear,B379<=YearImpact)","v":false}]
[null,2023,{"$f":"IF(AND(Section2Trigger=RenewableElectricity,ElecReplFuel='Pick Lists'!$B$51,Ren1EnterDefault2='Pick Lists'!$B$265),Calculations!N477,0)","v":0},{"$f":"IF(AND(Section2Trigger=RenewableElectricity,ElecReplFuel='Pick Lists'!$B$51,OR(Ren1EnterDefault='Pick Lists'!$B$282,Ren1EnterDefault2='Pick Lists'!$B$288)),Calculations!N477,0)","v":0},{"$f":"IF(AND(Section2Trigger=RenewableElectricity,ElecReplFuel='Pick Lists'!$B$52,Ren2EnterDefault2='Pick Lists'!$B$265),Calculations!P541,0)","v":0},{"$f":"IF(AND(Section2Trigger=RenewableElectricity,ElecReplFuel='Pick Lists'!$B$52,OR(Ren2EnterDefault='Pick Lists'!$B$282,Ren2EnterDefault2='Pick Lists'!$B$288)),Calculations!P541,0)","v":0},{"$f":"IF(AND(Section2Trigger=FuelSwitching,FSEnterDefault2='Pick Lists'!$B$265),Calculations!L679,0)","v":0},{"$f":"IF(AND(Section2Trigger=FuelSwitching,OR(FSEnterDefault='Pick Lists'!$B$282,FSEnterDefault2='Pick Lists'!$B$288)),Calculations!L679,0)","v":0},{"$f":"IF(AND(Section2Trigger=EnergyEfficiency,EEEnterDefault2='Pick Lists'!$B$265),Calculations!P817,0)","v":0},{"$f":"IF(AND(Section2Trigger=EnergyEfficiency,OR(EEEnterDefault='Pick Lists'!$B$283,EEEnterDefault2='Pick Lists'!$B$289)),Calculations!P881,0)","v":0},0,null,null,null,null,null,null,null,null,null,null,null,null,null,null,null,null,null,null,null,null,{"$f":"AND(ISNUMBER(B380),B380>=AdoptionYear,B380<=YearImpact)","v":false}]
[null,2024,{"$f":"IF(AND(Section2Trigger=RenewableElectricity,ElecReplFuel='Pick Lists'!$B$51,Ren1EnterDefault2='Pick Lists'!$B$265),Calculations!N478,0)","v":0},{"$f":"IF(AND(Section2Trigger=RenewableElectricity,ElecReplFuel='Pick Lists'!$B$51,OR(Ren1EnterDefault='Pick Lists'!$B$282,Ren1EnterDefault2='Pick Lists'!$B$288)),Calculations!N478,0)","v":0},{"$f":"IF(AND(Section2Trigger=RenewableElectricity,ElecReplFuel='Pick Lists'!$B$52,Ren2EnterDefault2='Pick Lists'!$B$265),Calculations!P542,0)","v":0},{"$f":"IF(AND(Section2Trigger=RenewableElectricity,ElecReplFuel='Pick Lists'!$B$52,OR(Ren2EnterDefault='Pick Lists'!$B$282,Ren2EnterDefault2='Pick Lists'!$B$288)),Calculations!P542,0)","v":0},{"$f":"IF(AND(Section2Trigger=FuelSwitching,FSEnterDefault2='Pick Lists'!$B$265),Calculations!L680,0)","v":0},{"$f":"IF(AND(Section2Trigger=FuelSwitching,OR(FSEnterDefault='Pick Lists'!$B$282,FSEnterDefault2='Pick Lists'!$B$288)),Calculations!L680,0)","v":0},{"$f":"IF(AND(Section2Trigger=EnergyEfficiency,EEEnterDefault2='Pick Lists'!$B$265),Calculations!P818,0)","v":0},{"$f":"IF(AND(Section2Trigger=EnergyEfficiency,OR(EEEnterDefault='Pick Lists'!$B$283,EEEnterDefault2='Pick Lists'!$B$289)),Calculations!P882,0)","v":0},0,null,null,null,null,null,null,null,null,null,null,null,null,null,null,null,null,null,null,null,null,{"$f":"AND(ISNUMBER(B381),B381>=AdoptionYear,B381<=YearImpact)","v":false}]
[null,2025,{"$f":"IF(AND(Section2Trigger=RenewableElectricity,ElecReplFuel='Pick Lists'!$B$51,Ren1EnterDefault2='Pick Lists'!$B$265),Calculations!N479,0)","v":0},{"$f":"IF(AND(Section2Trigger=RenewableElectricity,ElecReplFuel='Pick Lists'!$B$51,OR(Ren1EnterDefault='Pick Lists'!$B$282,Ren1EnterDefault2='Pick Lists'!$B$288)),Calculations!N479,0)","v":0},{"$f":"IF(AND(Section2Trigger=RenewableElectricity,ElecReplFuel='Pick Lists'!$B$52,Ren2EnterDefault2='Pick Lists'!$B$265),Calculations!P543,0)","v":0},{"$f":"IF(AND(Section2Trigger=RenewableElectricity,ElecReplFuel='Pick Lists'!$B$52,OR(Ren2EnterDefault='Pick Lists'!$B$282,Ren2EnterDefault2='Pick Lists'!$B$288)),Calculations!P543,0)","v":0},{"$f":"IF(AND(Section2Trigger=FuelSwitching,FSEnterDefault2='Pick Lists'!$B$265),Calculations!L681,0)","v":0},{"$f":"IF(AND(Section2Trigger=FuelSwitching,OR(FSEnterDefault='Pick Lists'!$B$282,FSEnterDefault2='Pick Lists'!$B$288)),Calculations!L681,0)","v":0},{"$f":"IF(AND(Section2Trigger=EnergyEfficiency,EEEnterDefault2='Pick Lists'!$B$265),Calculations!P819,0)","v":0},{"$f":"IF(AND(Section2Trigger=EnergyEfficiency,OR(EEEnterDefault='Pick Lists'!$B$283,EEEnterDefault2='Pick Lists'!$B$289)),Calculations!P883,0)","v":0},0,null,null,null,null,null,null,null,null,null,null,null,null,null,null,null,null,null,null,null,null,{"$f":"AND(ISNUMBER(B382),B382>=AdoptionYear,B382<=YearImpact)","v":false}]
[null,2026,{"$f":"IF(AND(Section2Trigger=RenewableElectricity,ElecReplFuel='Pick Lists'!$B$51,Ren1EnterDefault2='Pick Lists'!$B$265),Calculations!N480,0)","v":0},{"$f":"IF(AND(Section2Trigger=RenewableElectricity,ElecReplFuel='Pick Lists'!$B$51,OR(Ren1EnterDefault='Pick Lists'!$B$282,Ren1EnterDefault2='Pick Lists'!$B$288)),Calculations!N480,0)","v":0},{"$f":"IF(AND(Section2Trigger=RenewableElectricity,ElecReplFuel='Pick Lists'!$B$52,Ren2EnterDefault2='Pick Lists'!$B$265),Calculations!P544,0)","v":0},{"$f":"IF(AND(Section2Trigger=RenewableElectricity,ElecReplFuel='Pick Lists'!$B$52,OR(Ren2EnterDefault='Pick Lists'!$B$282,Ren2EnterDefault2='Pick Lists'!$B$288)),Calculations!P544,0)","v":0},{"$f":"IF(AND(Section2Trigger=FuelSwitching,FSEnterDefault2='Pick Lists'!$B$265),Calculations!L682,0)","v":0},{"$f":"IF(AND(Section2Trigger=FuelSwitching,OR(FSEnterDefault='Pick Lists'!$B$282,FSEnterDefault2='Pick Lists'!$B$288)),Calculations!L682,0)","v":0},{"$f":"IF(AND(Section2Trigger=EnergyEfficiency,EEEnterDefault2='Pick Lists'!$B$265),Calculations!P820,0)","v":0},{"$f":"IF(AND(Section2Trigger=EnergyEfficiency,OR(EEEnterDefault='Pick Lists'!$B$283,EEEnterDefault2='Pick Lists'!$B$289)),Calculations!P884,0)","v":0},0,null,null,null,null,null,null,null,null,null,null,null,null,null,null,null,null,null,null,null,null,{"$f":"AND(ISNUMBER(B383),B383>=AdoptionYear,B383<=YearImpact)","v":false}]
[null,2027,{"$f":"IF(AND(Section2Trigger=RenewableElectricity,ElecReplFuel='Pick Lists'!$B$51,Ren1EnterDefault2='Pick Lists'!$B$265),Calculations!N481,0)","v":0},{"$f":"IF(AND(Section2Trigger=RenewableElectricity,ElecReplFuel='Pick Lists'!$B$51,OR(Ren1EnterDefault='Pick Lists'!$B$282,Ren1EnterDefault2='Pick Lists'!$B$288)),Calculations!N481,0)","v":0},{"$f":"IF(AND(Section2Trigger=RenewableElectricity,ElecReplFuel='Pick Lists'!$B$52,Ren2EnterDefault2='Pick Lists'!$B$265),Calculations!P545,0)","v":0},{"$f":"IF(AND(Section2Trigger=RenewableElectricity,ElecReplFuel='Pick Lists'!$B$52,OR(Ren2EnterDefault='Pick Lists'!$B$282,Ren2EnterDefault2='Pick Lists'!$B$288)),Calculations!P545,0)","v":0},{"$f":"IF(AND(Section2Trigger=FuelSwitching,FSEnterDefault2='Pick Lists'!$B$265),Calculations!L683,0)","v":0},{"$f":"IF(AND(Section2Trigger=FuelSwitching,OR(FSEnterDefault='Pick Lists'!$B$282,FSEnterDefault2='Pick Lists'!$B$288)),Calculations!L683,0)","v":0},{"$f":"IF(AND(Section2Trigger=EnergyEfficiency,EEEnterDefault2='Pick Lists'!$B$265),Calculations!P821,0)","v":0},{"$f":"IF(AND(Section2Trigger=EnergyEfficiency,OR(EEEnterDefault='Pick Lists'!$B$283,EEEnterDefault2='Pick Lists'!$B$289)),Calculations!P885,0)","v":0},0,null,null,null,null,null,null,null,null,null,null,null,null,null,null,null,null,null,null,null,null,{"$f":"AND(ISNUMBER(B384),B384>=AdoptionYear,B384<=YearImpact)","v":false}]
[null,2028,{"$f":"IF(AND(Section2Trigger=RenewableElectricity,ElecReplFuel='Pick Lists'!$B$51,Ren1EnterDefault2='Pick Lists'!$B$265),Calculations!N482,0)","v":0},{"$f":"IF(AND(Section2Trigger=RenewableElectricity,ElecReplFuel='Pick Lists'!$B$51,OR(Ren1EnterDefault='Pick Lists'!$B$282,Ren1EnterDefault2='Pick Lists'!$B$288)),Calculations!N482,0)","v":0},{"$f":"IF(AND(Section2Trigger=RenewableElectricity,ElecReplFuel='Pick Lists'!$B$52,Ren2EnterDefault2='Pick Lists'!$B$265),Calculations!P546,0)","v":0},{"$f":"IF(AND(Section2Trigger=RenewableElectricity,ElecReplFuel='Pick Lists'!$B$52,OR(Ren2EnterDefault='Pick Lists'!$B$282,Ren2EnterDefault2='Pick Lists'!$B$288)),Calculations!P546,0)","v":0},{"$f":"IF(AND(Section2Trigger=FuelSwitching,FSEnterDefault2='Pick Lists'!$B$265),Calculations!L684,0)","v":0},{"$f":"IF(AND(Section2Trigger=FuelSwitching,OR(FSEnterDefault='Pick Lists'!$B$282,FSEnterDefault2='Pick Lists'!$B$288)),Calculations!L684,0)","v":0},{"$f":"IF(AND(Section2Trigger=EnergyEfficiency,EEEnterDefault2='Pick Lists'!$B$265),Calculations!P822,0)","v":0},{"$f":"IF(AND(Section2Trigger=EnergyEfficiency,OR(EEEnterDefault='Pick Lists'!$B$283,EEEnterDefault2='Pick Lists'!$B$289)),Calculations!P886,0)","v":0},0,null,null,null,null,null,null,null,null,null,null,null,null,null,null,null,null,null,null,null,null,{"$f":"AND(ISNUMBER(B385),B385>=AdoptionYear,B385<=YearImpact)","v":false}]
[null,2029,{"$f":"IF(AND(Section2Trigger=RenewableElectricity,ElecReplFuel='Pick Lists'!$B$51,Ren1EnterDefault2='Pick Lists'!$B$265),Calculations!N483,0)","v":0},{"$f":"IF(AND(Section2Trigger=RenewableElectricity,ElecReplFuel='Pick Lists'!$B$51,OR(Ren1EnterDefault='Pick Lists'!$B$282,Ren1EnterDefault2='Pick Lists'!$B$288)),Calculations!N483,0)","v":0},{"$f":"IF(AND(Section2Trigger=RenewableElectricity,ElecReplFuel='Pick Lists'!$B$52,Ren2EnterDefault2='Pick Lists'!$B$265),Calculations!P547,0)","v":0},{"$f":"IF(AND(Section2Trigger=RenewableElectricity,ElecReplFuel='Pick Lists'!$B$52,OR(Ren2EnterDefault='Pick Lists'!$B$282,Ren2EnterDefault2='Pick Lists'!$B$288)),Calculations!P547,0)","v":0},{"$f":"IF(AND(Section2Trigger=FuelSwitching,FSEnterDefault2='Pick Lists'!$B$265),Calculations!L685,0)","v":0},{"$f":"IF(AND(Section2Trigger=FuelSwitching,OR(FSEnterDefault='Pick Lists'!$B$282,FSEnterDefault2='Pick Lists'!$B$288)),Calculations!L685,0)","v":0},{"$f":"IF(AND(Section2Trigger=EnergyEfficiency,EEEnterDefault2='Pick Lists'!$B$265),Calculations!P823,0)","v":0},{"$f":"IF(AND(Section2Trigger=EnergyEfficiency,OR(EEEnterDefault='Pick Lists'!$B$283,EEEnterDefault2='Pick Lists'!$B$289)),Calculations!P887,0)","v":0},0,null,null,null,null,null,null,null,null,null,null,null,null,null,null,null,null,null,null,null,null,{"$f":"AND(ISNUMBER(B386),B386>=AdoptionYear,B386<=YearImpact)","v":false}]
[null,2030,{"$f":"IF(AND(Section2Trigger=RenewableElectricity,ElecReplFuel='Pick Lists'!$B$51,Ren1EnterDefault2='Pick Lists'!$B$265),Calculations!N484,0)","v":0},{"$f":"IF(AND(Section2Trigger=RenewableElectricity,ElecReplFuel='Pick Lists'!$B$51,OR(Ren1EnterDefault='Pick Lists'!$B$282,Ren1EnterDefault2='Pick Lists'!$B$288)),Calculations!N484,0)","v":0},{"$f":"IF(AND(Section2Trigger=RenewableElectricity,ElecReplFuel='Pick Lists'!$B$52,Ren2EnterDefault2='Pick Lists'!$B$265),Calculations!P548,0)","v":0},{"$f":"IF(AND(Section2Trigger=RenewableElectricity,ElecReplFuel='Pick Lists'!$B$52,OR(Ren2EnterDefault='Pick Lists'!$B$282,Ren2EnterDefault2='Pick Lists'!$B$288)),Calculations!P548,0)","v":0},{"$f":"IF(AND(Section2Trigger=FuelSwitching,FSEnterDefault2='Pick Lists'!$B$265),Calculations!L686,0)","v":0},{"$f":"IF(AND(Section2Trigger=FuelSwitching,OR(FSEnterDefault='Pick Lists'!$B$282,FSEnterDefault2='Pick Lists'!$B$288)),Calculations!L686,0)","v":0},{"$f":"IF(AND(Section2Trigger=EnergyEfficiency,EEEnterDefault2='Pick Lists'!$B$265),Calculations!P824,0)","v":0},{"$f":"IF(AND(Section2Trigger=EnergyEfficiency,OR(EEEnterDefault='Pick Lists'!$B$283,EEEnterDefault2='Pick Lists'!$B$289)),Calculations!P888,0)","v":0},{"$f":"SUM(C387:J387)","v":0},null,null,null,null,null,null,null,null,null,null,null,null,null,null,null,null,null,null,null,null,{"$f":"AND(ISNUMBER(B387),B387>=AdoptionYear,B387<=YearImpact)","v":false}]
[null,2031,{"$f":"IF(AND(Section2Trigger=RenewableElectricity,ElecReplFuel='Pick Lists'!$B$51,Ren1EnterDefault2='Pick Lists'!$B$265),Calculations!N485,0)","v":0},{"$f":"IF(AND(Section2Trigger=RenewableElectricity,ElecReplFuel='Pick Lists'!$B$51,OR(Ren1EnterDefault='Pick Lists'!$B$282,Ren1EnterDefault2='Pick Lists'!$B$288)),Calculations!N485,0)","v":0},{"$f":"IF(AND(Section2Trigger=RenewableElectricity,ElecReplFuel='Pick Lists'!$B$52,Ren2EnterDefault2='Pick Lists'!$B$265),Calculations!P549,0)","v":0},{"$f":"IF(AND(Section2Trigger=RenewableElectricity,ElecReplFuel='Pick Lists'!$B$52,OR(Ren2EnterDefault='Pick Lists'!$B$282,Ren2EnterDefault2='Pick Lists'!$B$288)),Calculations!P549,0)","v":0},{"$f":"IF(AND(Section2Trigger=FuelSwitching,FSEnterDefault2='Pick Lists'!$B$265),Calculations!L687,0)","v":0},{"$f":"IF(AND(Section2Trigger=FuelSwitching,OR(FSEnterDefault='Pick Lists'!$B$282,FSEnterDefault2='Pick Lists'!$B$288)),Calculations!L687,0)","v":0},{"$f":"IF(AND(Section2Trigger=EnergyEfficiency,EEEnterDefault2='Pick Lists'!$B$265),Calculations!P825,0)","v":0},{"$f":"IF(AND(Section2Trigger=EnergyEfficiency,OR(EEEnterDefault='Pick Lists'!$B$283,EEEnterDefault2='Pick Lists'!$B$289)),Calculations!P889,0)","v":0},{"$f":"SUM(C388:J388)","v":0},null,null,null,null,null,null,null,null,null,null,null,null,null,null,null,null,null,null,null,null,{"$f":"AND(ISNUMBER(B388),B388>=AdoptionYear,B388<=YearImpact)","v":false}]
[null,2032,{"$f":"IF(AND(Section2Trigger=RenewableElectricity,ElecReplFuel='Pick Lists'!$B$51,Ren1EnterDefault2='Pick Lists'!$B$265),Calculations!N486,0)","v":0},{"$f":"IF(AND(Section2Trigger=RenewableElectricity,ElecReplFuel='Pick Lists'!$B$51,OR(Ren1EnterDefault='Pick Lists'!$B$282,Ren1EnterDefault2='Pick Lists'!$B$288)),Calculations!N486,0)","v":0},{"$f":"IF(AND(Section2Trigger=RenewableElectricity,ElecReplFuel='Pick Lists'!$B$52,Ren2EnterDefault2='Pick Lists'!$B$265),Calculations!P550,0)","v":0},{"$f":"IF(AND(Section2Trigger=RenewableElectricity,ElecReplFuel='Pick Lists'!$B$52,OR(Ren2EnterDefault='Pick Lists'!$B$282,Ren2EnterDefault2='Pick Lists'!$B$288)),Calculations!P550,0)","v":0},{"$f":"IF(AND(Section2Trigger=FuelSwitching,FSEnterDefault2='Pick Lists'!$B$265),Calculations!L688,0)","v":0},{"$f":"IF(AND(Section2Trigger=FuelSwitching,OR(FSEnterDefault='Pick Lists'!$B$282,FSEnterDefault2='Pick Lists'!$B$288)),Calculations!L688,0)","v":0},{"$f":"IF(AND(Section2Trigger=EnergyEfficiency,EEEnterDefault2='Pick Lists'!$B$265),Calculations!P826,0)","v":0},{"$f":"IF(AND(Section2Trigger=EnergyEfficiency,OR(EEEnterDefault='Pick Lists'!$B$283,EEEnterDefault2='Pick Lists'!$B$289)),Calculations!P890,0)","v":0},{"$f":"SUM(C389:J389)","v":0},null,null,null,null,null,null,null,null,null,null,null,null,null,null,null,null,null,null,null,null,{"$f":"AND(ISNUMBER(B389),B389>=AdoptionYear,B389<=YearImpact)","v":false}]
[null,2033,{"$f":"IF(AND(Section2Trigger=RenewableElectricity,ElecReplFuel='Pick Lists'!$B$51,Ren1EnterDefault2='Pick Lists'!$B$265),Calculations!N487,0)","v":0},{"$f":"IF(AND(Section2Trigger=RenewableElectricity,ElecReplFuel='Pick Lists'!$B$51,OR(Ren1EnterDefault='Pick Lists'!$B$282,Ren1EnterDefault2='Pick Lists'!$B$288)),Calculations!N487,0)","v":0},{"$f":"IF(AND(Section2Trigger=RenewableElectricity,ElecReplFuel='Pick Lists'!$B$52,Ren2EnterDefault2='Pick Lists'!$B$265),Calculations!P551,0)","v":0},{"$f":"IF(AND(Section2Trigger=RenewableElectricity,ElecReplFuel='Pick Lists'!$B$52,OR(Ren2EnterDefault='Pick Lists'!$B$282,Ren2EnterDefault2='Pick Lists'!$B$288)),Calculations!P551,0)","v":0},{"$f":"IF(AND(Section2Trigger=FuelSwitching,FSEnterDefault2='Pick Lists'!$B$265),Calculations!L689,0)","v":0},{"$f":"IF(AND(Section2Trigger=FuelSwitching,OR(FSEnterDefault='Pick Lists'!$B$282,FSEnterDefault2='Pick Lists'!$B$288)),Calculations!L689,0)","v":0},{"$f":"IF(AND(Section2Trigger=EnergyEfficiency,EEEnterDefault2='Pick Lists'!$B$265),Calculations!P827,0)","v":0},{"$f":"IF(AND(Section2Trigger=EnergyEfficiency,OR(EEEnterDefault='Pick Lists'!$B$283,EEEnterDefault2='Pick Lists'!$B$289)),Calculations!P891,0)","v":0},0,null,null,null,null,null,null,null,null,null,null,null,null,null,null,null,null,null,null,null,null,{"$f":"AND(ISNUMBER(B390),B390>=AdoptionYear,B390<=YearImpact)","v":false}]
[null,2034,{"$f":"IF(AND(Section2Trigger=RenewableElectricity,ElecReplFuel='Pick Lists'!$B$51,Ren1EnterDefault2='Pick Lists'!$B$265),Calculations!N488,0)","v":0},{"$f":"IF(AND(Section2Trigger=RenewableElectricity,ElecReplFuel='Pick Lists'!$B$51,OR(Ren1EnterDefault='Pick Lists'!$B$282,Ren1EnterDefault2='Pick Lists'!$B$288)),Calculations!N488,0)","v":0},{"$f":"IF(AND(Section2Trigger=RenewableElectricity,ElecReplFuel='Pick Lists'!$B$52,Ren2EnterDefault2='Pick Lists'!$B$265),Calculations!P552,0)","v":0},{"$f":"IF(AND(Section2Trigger=RenewableElectricity,ElecReplFuel='Pick Lists'!$B$52,OR(Ren2EnterDefault='Pick Lists'!$B$282,Ren2EnterDefault2='Pick Lists'!$B$288)),Calculations!P552,0)","v":0},{"$f":"IF(AND(Section2Trigger=FuelSwitching,FSEnterDefault2='Pick Lists'!$B$265),Calculations!L690,0)","v":0},{"$f":"IF(AND(Section2Trigger=FuelSwitching,OR(FSEnterDefault='Pick Lists'!$B$282,FSEnterDefault2='Pick Lists'!$B$288)),Calculations!L690,0)","v":0},{"$f":"IF(AND(Section2Trigger=EnergyEfficiency,EEEnterDefault2='Pick Lists'!$B$265),Calculations!P828,0)","v":0},{"$f":"IF(AND(Section2Trigger=EnergyEfficiency,OR(EEEnterDefault='Pick Lists'!$B$283,EEEnterDefault2='Pick Lists'!$B$289)),Calculations!P892,0)","v":0},0,null,null,null,null,null,null,null,null,null,null,null,null,null,null,null,null,null,null,null,null,{"$f":"AND(ISNUMBER(B391),B391>=AdoptionYear,B391<=YearImpact)","v":false}]
[null,2035,{"$f":"IF(AND(Section2Trigger=RenewableElectricity,ElecReplFuel='Pick Lists'!$B$51,Ren1EnterDefault2='Pick Lists'!$B$265),Calculations!N489,0)","v":0},{"$f":"IF(AND(Section2Trigger=RenewableElectricity,ElecReplFuel='Pick Lists'!$B$51,OR(Ren1EnterDefault='Pick Lists'!$B$282,Ren1EnterDefault2='Pick Lists'!$B$288)),Calculations!N489,0)","v":0},{"$f":"IF(AND(Section2Trigger=RenewableElectricity,ElecReplFuel='Pick Lists'!$B$52,Ren2EnterDefault2='Pick Lists'!$B$265),Calculations!P553,0)","v":0},{"$f":"IF(AND(Section2Trigger=RenewableElectricity,ElecReplFuel='Pick Lists'!$B$52,OR(Ren2EnterDefault='Pick Lists'!$B$282,Ren2EnterDefault2='Pick Lists'!$B$288)),Calculations!P553,0)","v":0},{"$f":"IF(AND(Section2Trigger=FuelSwitching,FSEnterDefault2='Pick Lists'!$B$265),Calculations!L691,0)","v":0},{"$f":"IF(AND(Section2Trigger=FuelSwitching,OR(FSEnterDefault='Pick Lists'!$B$282,FSEnterDefault2='Pick Lists'!$B$288)),Calculations!L691,0)","v":0},{"$f":"IF(AND(Section2Trigger=EnergyEfficiency,EEEnterDefault2='Pick Lists'!$B$265),Calculations!P829,0)","v":0},{"$f":"IF(AND(Section2Trigger=EnergyEfficiency,OR(EEEnterDefault='Pick Lists'!$B$283,EEEnterDefault2='Pick Lists'!$B$289)),Calculations!P893,0)","v":0},0,null,null,null,null,null,null,null,null,null,null,null,null,null,null,null,null,null,null,null,null,{"$f":"AND(ISNUMBER(B392),B392>=AdoptionYear,B392<=YearImpact)","v":false}]
[null,2036,{"$f":"IF(AND(Section2Trigger=RenewableElectricity,ElecReplFuel='Pick Lists'!$B$51,Ren1EnterDefault2='Pick Lists'!$B$265),Calculations!N490,0)","v":0},{"$f":"IF(AND(Section2Trigger=RenewableElectricity,ElecReplFuel='Pick Lists'!$B$51,OR(Ren1EnterDefault='Pick Lists'!$B$282,Ren1EnterDefault2='Pick Lists'!$B$288)),Calculations!N490,0)","v":0},{"$f":"IF(AND(Section2Trigger=RenewableElectricity,ElecReplFuel='Pick Lists'!$B$52,Ren2EnterDefault2='Pick Lists'!$B$265),Calculations!P554,0)","v":0},{"$f":"IF(AND(Section2Trigger=RenewableElectricity,ElecReplFuel='Pick Lists'!$B$52,OR(Ren2EnterDefault='Pick Lists'!$B$282,Ren2EnterDefault2='Pick Lists'!$B$288)),Calculations!P554,0)","v":0},{"$f":"IF(AND(Section2Trigger=FuelSwitching,FSEnterDefault2='Pick Lists'!$B$265),Calculations!L692,0)","v":0},{"$f":"IF(AND(Section2Trigger=FuelSwitching,OR(FSEnterDefault='Pick Lists'!$B$282,FSEnterDefault2='Pick Lists'!$B$288)),Calculations!L692,0)","v":0},{"$f":"IF(AND(Section2Trigger=EnergyEfficiency,EEEnterDefault2='Pick Lists'!$B$265),Calculations!P830,0)","v":0},{"$f":"IF(AND(Section2Trigger=EnergyEfficiency,OR(EEEnterDefault='Pick Lists'!$B$283,EEEnterDefault2='Pick Lists'!$B$289)),Calculations!P894,0)","v":0},0,null,null,null,null,null,null,null,null,null,null,null,null,null,null,null,null,null,null,null,null,{"$f":"AND(ISNUMBER(B393),B393>=AdoptionYear,B393<=YearImpact)","v":false}]
[null,2037,{"$f":"IF(AND(Section2Trigger=RenewableElectricity,ElecReplFuel='Pick Lists'!$B$51,Ren1EnterDefault2='Pick Lists'!$B$265),Calculations!N491,0)","v":0},{"$f":"IF(AND(Section2Trigger=RenewableElectricity,ElecReplFuel='Pick Lists'!$B$51,OR(Ren1EnterDefault='Pick Lists'!$B$282,Ren1EnterDefault2='Pick Lists'!$B$288)),Calculations!N491,0)","v":0},{"$f":"IF(AND(Section2Trigger=RenewableElectricity,ElecReplFuel='Pick Lists'!$B$52,Ren2EnterDefault2='Pick Lists'!$B$265),Calculations!P555,0)","v":0},{"$f":"IF(AND(Section2Trigger=RenewableElectricity,ElecReplFuel='Pick Lists'!$B$52,OR(Ren2EnterDefault='Pick Lists'!$B$282,Ren2EnterDefault2='Pick Lists'!$B$288)),Calculations!P555,0)","v":0},{"$f":"IF(AND(Section2Trigger=FuelSwitching,FSEnterDefault2='Pick Lists'!$B$265),Calculations!L693,0)","v":0},{"$f":"IF(AND(Section2Trigger=FuelSwitching,OR(FSEnterDefault='Pick Lists'!$B$282,FSEnterDefault2='Pick Lists'!$B$288)),Calculations!L693,0)","v":0},{"$f":"IF(AND(Section2Trigger=EnergyEfficiency,EEEnterDefault2='Pick Lists'!$B$265),Calculations!P831,0)","v":0},{"$f":"IF(AND(Section2Trigger=EnergyEfficiency,OR(EEEnterDefault='Pick Lists'!$B$283,EEEnterDefault2='Pick Lists'!$B$289)),Calculations!P895,0)","v":0},0,null,null,null,null,null,null,null,null,null,null,null,null,null,null,null,null,null,null,null,null,{"$f":"AND(ISNUMBER(B394),B394>=AdoptionYear,B394<=YearImpact)","v":false}]
[null,2038,{"$f":"IF(AND(Section2Trigger=RenewableElectricity,ElecReplFuel='Pick Lists'!$B$51,Ren1EnterDefault2='Pick Lists'!$B$265),Calculations!N492,0)","v":0},{"$f":"IF(AND(Section2Trigger=RenewableElectricity,ElecReplFuel='Pick Lists'!$B$51,OR(Ren1EnterDefault='Pick Lists'!$B$282,Ren1EnterDefault2='Pick Lists'!$B$288)),Calculations!N492,0)","v":0},{"$f":"IF(AND(Section2Trigger=RenewableElectricity,ElecReplFuel='Pick Lists'!$B$52,Ren2EnterDefault2='Pick Lists'!$B$265),Calculations!P556,0)","v":0},{"$f":"IF(AND(Section2Trigger=RenewableElectricity,ElecReplFuel='Pick Lists'!$B$52,OR(Ren2EnterDefault='Pick Lists'!$B$282,Ren2EnterDefault2='Pick Lists'!$B$288)),Calculations!P556,0)","v":0},{"$f":"IF(AND(Section2Trigger=FuelSwitching,FSEnterDefault2='Pick Lists'!$B$265),Calculations!L694,0)","v":0},{"$f":"IF(AND(Section2Trigger=FuelSwitching,OR(FSEnterDefault='Pick Lists'!$B$282,FSEnterDefault2='Pick Lists'!$B$288)),Calculations!L694,0)","v":0},{"$f":"IF(AND(Section2Trigger=EnergyEfficiency,EEEnterDefault2='Pick Lists'!$B$265),Calculations!P832,0)","v":0},{"$f":"IF(AND(Section2Trigger=EnergyEfficiency,OR(EEEnterDefault='Pick Lists'!$B$283,EEEnterDefault2='Pick Lists'!$B$289)),Calculations!P896,0)","v":0},0,null,null,null,null,null,null,null,null,null,null,null,null,null,null,null,null,null,null,null,null,{"$f":"AND(ISNUMBER(B395),B395>=AdoptionYear,B395<=YearImpact)","v":false}]
[null,2039,{"$f":"IF(AND(Section2Trigger=RenewableElectricity,ElecReplFuel='Pick Lists'!$B$51,Ren1EnterDefault2='Pick Lists'!$B$265),Calculations!N493,0)","v":0},{"$f":"IF(AND(Section2Trigger=RenewableElectricity,ElecReplFuel='Pick Lists'!$B$51,OR(Ren1EnterDefault='Pick Lists'!$B$282,Ren1EnterDefault2='Pick Lists'!$B$288)),Calculations!N493,0)","v":0},{"$f":"IF(AND(Section2Trigger=RenewableElectricity,ElecReplFuel='Pick Lists'!$B$52,Ren2EnterDefault2='Pick Lists'!$B$265),Calculations!P557,0)","v":0},{"$f":"IF(AND(Section2Trigger=RenewableElectricity,ElecReplFuel='Pick Lists'!$B$52,OR(Ren2EnterDefault='Pick Lists'!$B$282,Ren2EnterDefault2='Pick Lists'!$B$288)),Calculations!P557,0)","v":0},{"$f":"IF(AND(Section2Trigger=FuelSwitching,FSEnterDefault2='Pick Lists'!$B$265),Calculations!L695,0)","v":0},{"$f":"IF(AND(Section2Trigger=FuelSwitching,OR(FSEnterDefault='Pick Lists'!$B$282,FSEnterDefault2='Pick Lists'!$B$288)),Calculations!L695,0)","v":0},{"$f":"IF(AND(Section2Trigger=EnergyEfficiency,EEEnterDefault2='Pick Lists'!$B$265),Calculations!P833,0)","v":0},{"$f":"IF(AND(Section2Trigger=EnergyEfficiency,OR(EEEnterDefault='Pick Lists'!$B$283,EEEnterDefault2='Pick Lists'!$B$289)),Calculations!P897,0)","v":0},0,null,null,null,null,null,null,null,null,null,null,null,null,null,null,null,null,null,null,null,null,{"$f":"AND(ISNUMBER(B396),B396>=AdoptionYear,B396<=YearImpact)","v":false}]
[null,2040,{"$f":"IF(AND(Section2Trigger=RenewableElectricity,ElecReplFuel='Pick Lists'!$B$51,Ren1EnterDefault2='Pick Lists'!$B$265),Calculations!N494,0)","v":0},{"$f":"IF(AND(Section2Trigger=RenewableElectricity,ElecReplFuel='Pick Lists'!$B$51,OR(Ren1EnterDefault='Pick Lists'!$B$282,Ren1EnterDefault2='Pick Lists'!$B$288)),Calculations!N494,0)","v":0},{"$f":"IF(AND(Section2Trigger=RenewableElectricity,ElecReplFuel='Pick Lists'!$B$52,Ren2EnterDefault2='Pick Lists'!$B$265),Calculations!P558,0)","v":0},{"$f":"IF(AND(Section2Trigger=RenewableElectricity,ElecReplFuel='Pick Lists'!$B$52,OR(Ren2EnterDefault='Pick Lists'!$B$282,Ren2EnterDefault2='Pick Lists'!$B$288)),Calculations!P558,0)","v":0},{"$f":"IF(AND(Section2Trigger=FuelSwitching,FSEnterDefault2='Pick Lists'!$B$265),Calculations!L696,0)","v":0},{"$f":"IF(AND(Section2Trigger=FuelSwitching,OR(FSEnterDefault='Pick Lists'!$B$282,FSEnterDefault2='Pick Lists'!$B$288)),Calculations!L696,0)","v":0},{"$f":"IF(AND(Section2Trigger=EnergyEfficiency,EEEnterDefault2='Pick Lists'!$B$265),Calculations!P834,0)","v":0},{"$f":"IF(AND(Section2Trigger=EnergyEfficiency,OR(EEEnterDefault='Pick Lists'!$B$283,EEEnterDefault2='Pick Lists'!$B$289)),Calculations!P898,0)","v":0},0,null,null,null,null,null,null,null,null,null,null,null,null,null,null,null,null,null,null,null,null,{"$f":"AND(ISNUMBER(B397),B397>=AdoptionYear,B397<=YearImpact)","v":false}]
[null,2041,{"$f":"IF(AND(Section2Trigger=RenewableElectricity,ElecReplFuel='Pick Lists'!$B$51,Ren1EnterDefault2='Pick Lists'!$B$265),Calculations!N495,0)","v":0},{"$f":"IF(AND(Section2Trigger=RenewableElectricity,ElecReplFuel='Pick Lists'!$B$51,OR(Ren1EnterDefault='Pick Lists'!$B$282,Ren1EnterDefault2='Pick Lists'!$B$288)),Calculations!N495,0)","v":0},{"$f":"IF(AND(Section2Trigger=RenewableElectricity,ElecReplFuel='Pick Lists'!$B$52,Ren2EnterDefault2='Pick Lists'!$B$265),Calculations!P559,0)","v":0},{"$f":"IF(AND(Section2Trigger=RenewableElectricity,ElecReplFuel='Pick Lists'!$B$52,OR(Ren2EnterDefault='Pick Lists'!$B$282,Ren2EnterDefault2='Pick Lists'!$B$288)),Calculations!P559,0)","v":0},{"$f":"IF(AND(Section2Trigger=FuelSwitching,FSEnterDefault2='Pick Lists'!$B$265),Calculations!L697,0)","v":0},{"$f":"IF(AND(Section2Trigger=FuelSwitching,OR(FSEnterDefault='Pick Lists'!$B$282,FSEnterDefault2='Pick Lists'!$B$288)),Calculations!L697,0)","v":0},{"$f":"IF(AND(Section2Trigger=EnergyEfficiency,EEEnterDefault2='Pick Lists'!$B$265),Calculations!P835,0)","v":0},{"$f":"IF(AND(Section2Trigger=EnergyEfficiency,OR(EEEnterDefault='Pick Lists'!$B$283,EEEnterDefault2='Pick Lists'!$B$289)),Calculations!P899,0)","v":0},0,null,null,null,null,null,null,null,null,null,null,null,null,null,null,null,null,null,null,null,null,{"$f":"AND(ISNUMBER(B398),B398>=AdoptionYear,B398<=YearImpact)","v":false}]
[null,2042,{"$f":"IF(AND(Section2Trigger=RenewableElectricity,ElecReplFuel='Pick Lists'!$B$51,Ren1EnterDefault2='Pick Lists'!$B$265),Calculations!N496,0)","v":0},{"$f":"IF(AND(Section2Trigger=RenewableElectricity,ElecReplFuel='Pick Lists'!$B$51,OR(Ren1EnterDefault='Pick Lists'!$B$282,Ren1EnterDefault2='Pick Lists'!$B$288)),Calculations!N496,0)","v":0},{"$f":"IF(AND(Section2Trigger=RenewableElectricity,ElecReplFuel='Pick Lists'!$B$52,Ren2EnterDefault2='Pick Lists'!$B$265),Calculations!P560,0)","v":0},{"$f":"IF(AND(Section2Trigger=RenewableElectricity,ElecReplFuel='Pick Lists'!$B$52,OR(Ren2EnterDefault='Pick Lists'!$B$282,Ren2EnterDefault2='Pick Lists'!$B$288)),Calculations!P560,0)","v":0},{"$f":"IF(AND(Section2Trigger=FuelSwitching,FSEnterDefault2='Pick Lists'!$B$265),Calculations!L698,0)","v":0},{"$f":"IF(AND(Section2Trigger=FuelSwitching,OR(FSEnterDefault='Pick Lists'!$B$282,FSEnterDefault2='Pick Lists'!$B$288)),Calculations!L698,0)","v":0},{"$f":"IF(AND(Section2Trigger=EnergyEfficiency,EEEnterDefault2='Pick Lists'!$B$265),Calculations!P836,0)","v":0},{"$f":"IF(AND(Section2Trigger=EnergyEfficiency,OR(EEEnterDefault='Pick Lists'!$B$283,EEEnterDefault2='Pick Lists'!$B$289)),Calculations!P900,0)","v":0},0,null,null,null,null,null,null,null,null,null,null,null,null,null,null,null,null,null,null,null,null,{"$f":"AND(ISNUMBER(B399),B399>=AdoptionYear,B399<=YearImpact)","v":false}]
[null,2043,{"$f":"IF(AND(Section2Trigger=RenewableElectricity,ElecReplFuel='Pick Lists'!$B$51,Ren1EnterDefault2='Pick Lists'!$B$265),Calculations!N497,0)","v":0},{"$f":"IF(AND(Section2Trigger=RenewableElectricity,ElecReplFuel='Pick Lists'!$B$51,OR(Ren1EnterDefault='Pick Lists'!$B$282,Ren1EnterDefault2='Pick Lists'!$B$288)),Calculations!N497,0)","v":0},{"$f":"IF(AND(Section2Trigger=RenewableElectricity,ElecReplFuel='Pick Lists'!$B$52,Ren2EnterDefault2='Pick Lists'!$B$265),Calculations!P561,0)","v":0},{"$f":"IF(AND(Section2Trigger=RenewableElectricity,ElecReplFuel='Pick Lists'!$B$52,OR(Ren2EnterDefault='Pick Lists'!$B$282,Ren2EnterDefault2='Pick Lists'!$B$288)),Calculations!P561,0)","v":0},{"$f":"IF(AND(Section2Trigger=FuelSwitching,FSEnterDefault2='Pick Lists'!$B$265),Calculations!L699,0)","v":0},{"$f":"IF(AND(Section2Trigger=FuelSwitching,OR(FSEnterDefault='Pick Lists'!$B$282,FSEnterDefault2='Pick Lists'!$B$288)),Calculations!L699,0)","v":0},{"$f":"IF(AND(Section2Trigger=EnergyEfficiency,EEEnterDefault2='Pick Lists'!$B$265),Calculations!P837,0)","v":0},{"$f":"IF(AND(Section2Trigger=EnergyEfficiency,OR(EEEnterDefault='Pick Lists'!$B$283,EEEnterDefault2='Pick Lists'!$B$289)),Calculations!P901,0)","v":0},0,null,null,null,null,null,null,null,null,null,null,null,null,null,null,null,null,null,null,null,null,{"$f":"AND(ISNUMBER(B400),B400>=AdoptionYear,B400<=YearImpact)","v":false}]
[null,2044,{"$f":"IF(AND(Section2Trigger=RenewableElectricity,ElecReplFuel='Pick Lists'!$B$51,Ren1EnterDefault2='Pick Lists'!$B$265),Calculations!N498,0)","v":0},{"$f":"IF(AND(Section2Trigger=RenewableElectricity,ElecReplFuel='Pick Lists'!$B$51,OR(Ren1EnterDefault='Pick Lists'!$B$282,Ren1EnterDefault2='Pick Lists'!$B$288)),Calculations!N498,0)","v":0},{"$f":"IF(AND(Section2Trigger=RenewableElectricity,ElecReplFuel='Pick Lists'!$B$52,Ren2EnterDefault2='Pick Lists'!$B$265),Calculations!P562,0)","v":0},{"$f":"IF(AND(Section2Trigger=RenewableElectricity,ElecReplFuel='Pick Lists'!$B$52,OR(Ren2EnterDefault='Pick Lists'!$B$282,Ren2EnterDefault2='Pick Lists'!$B$288)),Calculations!P562,0)","v":0},{"$f":"IF(AND(Section2Trigger=FuelSwitching,FSEnterDefault2='Pick Lists'!$B$265),Calculations!L700,0)","v":0},{"$f":"IF(AND(Section2Trigger=FuelSwitching,OR(FSEnterDefault='Pick Lists'!$B$282,FSEnterDefault2='Pick Lists'!$B$288)),Calculations!L700,0)","v":0},{"$f":"IF(AND(Section2Trigger=EnergyEfficiency,EEEnterDefault2='Pick Lists'!$B$265),Calculations!P838,0)","v":0},{"$f":"IF(AND(Section2Trigger=EnergyEfficiency,OR(EEEnterDefault='Pick Lists'!$B$283,EEEnterDefault2='Pick Lists'!$B$289)),Calculations!P902,0)","v":0},0,null,null,null,null,null,null,null,null,null,null,null,null,null,null,null,null,null,null,null,null,{"$f":"AND(ISNUMBER(B401),B401>=AdoptionYear,B401<=YearImpact)","v":false}]
[null,2045,{"$f":"IF(AND(Section2Trigger=RenewableElectricity,ElecReplFuel='Pick Lists'!$B$51,Ren1EnterDefault2='Pick Lists'!$B$265),Calculations!N499,0)","v":0},{"$f":"IF(AND(Section2Trigger=RenewableElectricity,ElecReplFuel='Pick Lists'!$B$51,OR(Ren1EnterDefault='Pick Lists'!$B$282,Ren1EnterDefault2='Pick Lists'!$B$288)),Calculations!N499,0)","v":0},{"$f":"IF(AND(Section2Trigger=RenewableElectricity,ElecReplFuel='Pick Lists'!$B$52,Ren2EnterDefault2='Pick Lists'!$B$265),Calculations!P563,0)","v":0},{"$f":"IF(AND(Section2Trigger=RenewableElectricity,ElecReplFuel='Pick Lists'!$B$52,OR(Ren2EnterDefault='Pick Lists'!$B$282,Ren2EnterDefault2='Pick Lists'!$B$288)),Calculations!P563,0)","v":0},{"$f":"IF(AND(Section2Trigger=FuelSwitching,FSEnterDefault2='Pick Lists'!$B$265),Calculations!L701,0)","v":0},{"$f":"IF(AND(Section2Trigger=FuelSwitching,OR(FSEnterDefault='Pick Lists'!$B$282,FSEnterDefault2='Pick Lists'!$B$288)),Calculations!L701,0)","v":0},{"$f":"IF(AND(Section2Trigger=EnergyEfficiency,EEEnterDefault2='Pick Lists'!$B$265),Calculations!P839,0)","v":0},{"$f":"IF(AND(Section2Trigger=EnergyEfficiency,OR(EEEnterDefault='Pick Lists'!$B$283,EEEnterDefault2='Pick Lists'!$B$289)),Calculations!P903,0)","v":0},0,null,null,null,null,null,null,null,null,null,null,null,null,null,null,null,null,null,null,null,null,{"$f":"AND(ISNUMBER(B402),B402>=AdoptionYear,B402<=YearImpact)","v":false}]
[null,2046,{"$f":"IF(AND(Section2Trigger=RenewableElectricity,ElecReplFuel='Pick Lists'!$B$51,Ren1EnterDefault2='Pick Lists'!$B$265),Calculations!N500,0)","v":0},{"$f":"IF(AND(Section2Trigger=RenewableElectricity,ElecReplFuel='Pick Lists'!$B$51,OR(Ren1EnterDefault='Pick Lists'!$B$282,Ren1EnterDefault2='Pick Lists'!$B$288)),Calculations!N500,0)","v":0},{"$f":"IF(AND(Section2Trigger=RenewableElectricity,ElecReplFuel='Pick Lists'!$B$52,Ren2EnterDefault2='Pick Lists'!$B$265),Calculations!P564,0)","v":0},{"$f":"IF(AND(Section2Trigger=RenewableElectricity,ElecReplFuel='Pick Lists'!$B$52,OR(Ren2EnterDefault='Pick Lists'!$B$282,Ren2EnterDefault2='Pick Lists'!$B$288)),Calculations!P564,0)","v":0},{"$f":"IF(AND(Section2Trigger=FuelSwitching,FSEnterDefault2='Pick Lists'!$B$265),Calculations!L702,0)","v":0},{"$f":"IF(AND(Section2Trigger=FuelSwitching,OR(FSEnterDefault='Pick Lists'!$B$282,FSEnterDefault2='Pick Lists'!$B$288)),Calculations!L702,0)","v":0},{"$f":"IF(AND(Section2Trigger=EnergyEfficiency,EEEnterDefault2='Pick Lists'!$B$265),Calculations!P840,0)","v":0},{"$f":"IF(AND(Section2Trigger=EnergyEfficiency,OR(EEEnterDefault='Pick Lists'!$B$283,EEEnterDefault2='Pick Lists'!$B$289)),Calculations!P904,0)","v":0},0,null,null,null,null,null,null,null,null,null,null,null,null,null,null,null,null,null,null,null,null,{"$f":"AND(ISNUMBER(B403),B403>=AdoptionYear,B403<=YearImpact)","v":false}]
[null,2047,{"$f":"IF(AND(Section2Trigger=RenewableElectricity,ElecReplFuel='Pick Lists'!$B$51,Ren1EnterDefault2='Pick Lists'!$B$265),Calculations!N501,0)","v":0},{"$f":"IF(AND(Section2Trigger=RenewableElectricity,ElecReplFuel='Pick Lists'!$B$51,OR(Ren1EnterDefault='Pick Lists'!$B$282,Ren1EnterDefault2='Pick Lists'!$B$288)),Calculations!N501,0)","v":0},{"$f":"IF(AND(Section2Trigger=RenewableElectricity,ElecReplFuel='Pick Lists'!$B$52,Ren2EnterDefault2='Pick Lists'!$B$265),Calculations!P565,0)","v":0},{"$f":"IF(AND(Section2Trigger=RenewableElectricity,ElecReplFuel='Pick Lists'!$B$52,OR(Ren2EnterDefault='Pick Lists'!$B$282,Ren2EnterDefault2='Pick Lists'!$B$288)),Calculations!P565,0)","v":0},{"$f":"IF(AND(Section2Trigger=FuelSwitching,FSEnterDefault2='Pick Lists'!$B$265),Calculations!L703,0)","v":0},{"$f":"IF(AND(Section2Trigger=FuelSwitching,OR(FSEnterDefault='Pick Lists'!$B$282,FSEnterDefault2='Pick Lists'!$B$288)),Calculations!L703,0)","v":0},{"$f":"IF(AND(Section2Trigger=EnergyEfficiency,EEEnterDefault2='Pick Lists'!$B$265),Calculations!P841,0)","v":0},{"$f":"IF(AND(Section2Trigger=EnergyEfficiency,OR(EEEnterDefault='Pick Lists'!$B$283,EEEnterDefault2='Pick Lists'!$B$289)),Calculations!P905,0)","v":0},0,null,null,null,null,null,null,null,null,null,null,null,null,null,null,null,null,null,null,null,null,{"$f":"AND(ISNUMBER(B404),B404>=AdoptionYear,B404<=YearImpact)","v":false}]
[null,2048,{"$f":"IF(AND(Section2Trigger=RenewableElectricity,ElecReplFuel='Pick Lists'!$B$51,Ren1EnterDefault2='Pick Lists'!$B$265),Calculations!N502,0)","v":0},{"$f":"IF(AND(Section2Trigger=RenewableElectricity,ElecReplFuel='Pick Lists'!$B$51,OR(Ren1EnterDefault='Pick Lists'!$B$282,Ren1EnterDefault2='Pick Lists'!$B$288)),Calculations!N502,0)","v":0},{"$f":"IF(AND(Section2Trigger=RenewableElectricity,ElecReplFuel='Pick Lists'!$B$52,Ren2EnterDefault2='Pick Lists'!$B$265),Calculations!P566,0)","v":0},{"$f":"IF(AND(Section2Trigger=RenewableElectricity,ElecReplFuel='Pick Lists'!$B$52,OR(Ren2EnterDefault='Pick Lists'!$B$282,Ren2EnterDefault2='Pick Lists'!$B$288)),Calculations!P566,0)","v":0},{"$f":"IF(AND(Section2Trigger=FuelSwitching,FSEnterDefault2='Pick Lists'!$B$265),Calculations!L704,0)","v":0},{"$f":"IF(AND(Section2Trigger=FuelSwitching,OR(FSEnterDefault='Pick Lists'!$B$282,FSEnterDefault2='Pick Lists'!$B$288)),Calculations!L704,0)","v":0},{"$f":"IF(AND(Section2Trigger=EnergyEfficiency,EEEnterDefault2='Pick Lists'!$B$265),Calculations!P842,0)","v":0},{"$f":"IF(AND(Section2Trigger=EnergyEfficiency,OR(EEEnterDefault='Pick Lists'!$B$283,EEEnterDefault2='Pick Lists'!$B$289)),Calculations!P906,0)","v":0},{"$f":"SUM(C405:J405)","v":0},null,null,null,null,null,null,null,null,null,null,null,null,null,null,null,null,null,null,null,null,{"$f":"AND(ISNUMBER(B405),B405>=AdoptionYear,B405<=YearImpact)","v":false}]
[null,2049,{"$f":"IF(AND(Section2Trigger=RenewableElectricity,ElecReplFuel='Pick Lists'!$B$51,Ren1EnterDefault2='Pick Lists'!$B$265),Calculations!N503,0)","v":0},{"$f":"IF(AND(Section2Trigger=RenewableElectricity,ElecReplFuel='Pick Lists'!$B$51,OR(Ren1EnterDefault='Pick Lists'!$B$282,Ren1EnterDefault2='Pick Lists'!$B$288)),Calculations!N503,0)","v":0},{"$f":"IF(AND(Section2Trigger=RenewableElectricity,ElecReplFuel='Pick Lists'!$B$52,Ren2EnterDefault2='Pick Lists'!$B$265),Calculations!P567,0)","v":0},{"$f":"IF(AND(Section2Trigger=RenewableElectricity,ElecReplFuel='Pick Lists'!$B$52,OR(Ren2EnterDefault='Pick Lists'!$B$282,Ren2EnterDefault2='Pick Lists'!$B$288)),Calculations!P567,0)","v":0},{"$f":"IF(AND(Section2Trigger=FuelSwitching,FSEnterDefault2='Pick Lists'!$B$265),Calculations!L705,0)","v":0},{"$f":"IF(AND(Section2Trigger=FuelSwitching,OR(FSEnterDefault='Pick Lists'!$B$282,FSEnterDefault2='Pick Lists'!$B$288)),Calculations!L705,0)","v":0},{"$f":"IF(AND(Section2Trigger=EnergyEfficiency,EEEnterDefault2='Pick Lists'!$B$265),Calculations!P843,0)","v":0},{"$f":"IF(AND(Section2Trigger=EnergyEfficiency,OR(EEEnterDefault='Pick Lists'!$B$283,EEEnterDefault2='Pick Lists'!$B$289)),Calculations!P907,0)","v":0},0,null,null,null,null,null,null,null,null,null,null,null,null,null,null,null,null,null,null,null,null,{"$f":"AND(ISNUMBER(B406),B406>=AdoptionYear,B406<=YearImpact)","v":false}]
[null,2050,{"$f":"IF(AND(Section2Trigger=RenewableElectricity,ElecReplFuel='Pick Lists'!$B$51,Ren1EnterDefault2='Pick Lists'!$B$265),Calculations!N504,0)","v":0},{"$f":"IF(AND(Section2Trigger=RenewableElectricity,ElecReplFuel='Pick Lists'!$B$51,OR(Ren1EnterDefault='Pick Lists'!$B$282,Ren1EnterDefault2='Pick Lists'!$B$288)),Calculations!N504,0)","v":0},{"$f":"IF(AND(Section2Trigger=RenewableElectricity,ElecReplFuel='Pick Lists'!$B$52,Ren2EnterDefault2='Pick Lists'!$B$265),Calculations!P568,0)","v":0},{"$f":"IF(AND(Section2Trigger=RenewableElectricity,ElecReplFuel='Pick Lists'!$B$52,OR(Ren2EnterDefault='Pick Lists'!$B$282,Ren2EnterDefault2='Pick Lists'!$B$288)),Calculations!P568,0)","v":0},{"$f":"IF(AND(Section2Trigger=FuelSwitching,FSEnterDefault2='Pick Lists'!$B$265),Calculations!L706,0)","v":0},{"$f":"IF(AND(Section2Trigger=FuelSwitching,OR(FSEnterDefault='Pick Lists'!$B$282,FSEnterDefault2='Pick Lists'!$B$288)),Calculations!L706,0)","v":0},{"$f":"IF(AND(Section2Trigger=EnergyEfficiency,EEEnterDefault2='Pick Lists'!$B$265),Calculations!P844,0)","v":0},{"$f":"IF(AND(Section2Trigger=EnergyEfficiency,OR(EEEnterDefault='Pick Lists'!$B$283,EEEnterDefault2='Pick Lists'!$B$289)),Calculations!P908,0)","v":0},0,null,null,null,null,null,null,null,null,null,null,null,null,null,null,null,null,null,null,null,null,{"$f":"AND(ISNUMBER(B407),B407>=AdoptionYear,B407<=YearImpact)","v":false}]
[null,2051,{"$f":"IF(AND(Section2Trigger=RenewableElectricity,ElecReplFuel='Pick Lists'!$B$51,Ren1EnterDefault2='Pick Lists'!$B$265),Calculations!N505,0)","v":0},{"$f":"IF(AND(Section2Trigger=RenewableElectricity,ElecReplFuel='Pick Lists'!$B$51,OR(Ren1EnterDefault='Pick Lists'!$B$282,Ren1EnterDefault2='Pick Lists'!$B$288)),Calculations!N505,0)","v":0},{"$f":"IF(AND(Section2Trigger=RenewableElectricity,ElecReplFuel='Pick Lists'!$B$52,Ren2EnterDefault2='Pick Lists'!$B$265),Calculations!P569,0)","v":0},{"$f":"IF(AND(Section2Trigger=RenewableElectricity,ElecReplFuel='Pick Lists'!$B$52,OR(Ren2EnterDefault='Pick Lists'!$B$282,Ren2EnterDefault2='Pick Lists'!$B$288)),Calculations!P569,0)","v":0},{"$f":"IF(AND(Section2Trigger=FuelSwitching,FSEnterDefault2='Pick Lists'!$B$265),Calculations!L707,0)","v":0},{"$f":"IF(AND(Section2Trigger=FuelSwitching,OR(FSEnterDefault='Pick Lists'!$B$282,FSEnterDefault2='Pick Lists'!$B$288)),Calculations!L707,0)","v":0},{"$f":"IF(AND(Section2Trigger=EnergyEfficiency,EEEnterDefault2='Pick Lists'!$B$265),Calculations!P845,0)","v":0},{"$f":"IF(AND(Section2Trigger=EnergyEfficiency,OR(EEEnterDefault='Pick Lists'!$B$283,EEEnterDefault2='Pick Lists'!$B$289)),Calculations!P909,0)","v":0},0,null,null,null,null,null,null,null,null,null,null,null,null,null,null,null,null,null,null,null,null,{"$f":"AND(ISNUMBER(B408),B408>=AdoptionYear,B408<=YearImpact)","v":false}]
[null,2052,{"$f":"IF(AND(Section2Trigger=RenewableElectricity,ElecReplFuel='Pick Lists'!$B$51,Ren1EnterDefault2='Pick Lists'!$B$265),Calculations!N506,0)","v":0},{"$f":"IF(AND(Section2Trigger=RenewableElectricity,ElecReplFuel='Pick Lists'!$B$51,OR(Ren1EnterDefault='Pick Lists'!$B$282,Ren1EnterDefault2='Pick Lists'!$B$288)),Calculations!N506,0)","v":0},{"$f":"IF(AND(Section2Trigger=RenewableElectricity,ElecReplFuel='Pick Lists'!$B$52,Ren2EnterDefault2='Pick Lists'!$B$265),Calculations!P570,0)","v":0},{"$f":"IF(AND(Section2Trigger=RenewableElectricity,ElecReplFuel='Pick Lists'!$B$52,OR(Ren2EnterDefault='Pick Lists'!$B$282,Ren2EnterDefault2='Pick Lists'!$B$288)),Calculations!P570,0)","v":0},{"$f":"IF(AND(Section2Trigger=FuelSwitching,FSEnterDefault2='Pick Lists'!$B$265),Calculations!L708,0)","v":0},{"$f":"IF(AND(Section2Trigger=FuelSwitching,OR(FSEnterDefault='Pick Lists'!$B$282,FSEnterDefault2='Pick Lists'!$B$288)),Calculations!L708,0)","v":0},{"$f":"IF(AND(Section2Trigger=EnergyEfficiency,EEEnterDefault2='Pick Lists'!$B$265),Calculations!P846,0)","v":0},{"$f":"IF(AND(Section2Trigger=EnergyEfficiency,OR(EEEnterDefault='Pick Lists'!$B$283,EEEnterDefault2='Pick Lists'!$B$289)),Calculations!P910,0)","v":0},0,null,null,null,null,null,null,null,null,null,null,null,null,null,null,null,null,null,null,null,null,{"$f":"AND(ISNUMBER(B409),B409>=AdoptionYear,B409<=YearImpact)","v":false}]
[null,2053,{"$f":"IF(AND(Section2Trigger=RenewableElectricity,ElecReplFuel='Pick Lists'!$B$51,Ren1EnterDefault2='Pick Lists'!$B$265),Calculations!N507,0)","v":0},{"$f":"IF(AND(Section2Trigger=RenewableElectricity,ElecReplFuel='Pick Lists'!$B$51,OR(Ren1EnterDefault='Pick Lists'!$B$282,Ren1EnterDefault2='Pick Lists'!$B$288)),Calculations!N507,0)","v":0},{"$f":"IF(AND(Section2Trigger=RenewableElectricity,ElecReplFuel='Pick Lists'!$B$52,Ren2EnterDefault2='Pick Lists'!$B$265),Calculations!P571,0)","v":0},{"$f":"IF(AND(Section2Trigger=RenewableElectricity,ElecReplFuel='Pick Lists'!$B$52,OR(Ren2EnterDefault='Pick Lists'!$B$282,Ren2EnterDefault2='Pick Lists'!$B$288)),Calculations!P571,0)","v":0},{"$f":"IF(AND(Section2Trigger=FuelSwitching,FSEnterDefault2='Pick Lists'!$B$265),Calculations!L709,0)","v":0},{"$f":"IF(AND(Section2Trigger=FuelSwitching,OR(FSEnterDefault='Pick Lists'!$B$282,FSEnterDefault2='Pick Lists'!$B$288)),Calculations!L709,0)","v":0},{"$f":"IF(AND(Section2Trigger=EnergyEfficiency,EEEnterDefault2='Pick Lists'!$B$265),Calculations!P847,0)","v":0},{"$f":"IF(AND(Section2Trigger=EnergyEfficiency,OR(EEEnterDefault='Pick Lists'!$B$283,EEEnterDefault2='Pick Lists'!$B$289)),Calculations!P911,0)","v":0},0,null,null,null,null,null,null,null,null,null,null,null,null,null,null,null,null,null,null,null,null,{"$f":"AND(ISNUMBER(B410),B410>=AdoptionYear,B410<=YearImpact)","v":false}]
[null,2054,{"$f":"IF(AND(Section2Trigger=RenewableElectricity,ElecReplFuel='Pick Lists'!$B$51,Ren1EnterDefault2='Pick Lists'!$B$265),Calculations!N508,0)","v":0},{"$f":"IF(AND(Section2Trigger=RenewableElectricity,ElecReplFuel='Pick Lists'!$B$51,OR(Ren1EnterDefault='Pick Lists'!$B$282,Ren1EnterDefault2='Pick Lists'!$B$288)),Calculations!N508,0)","v":0},{"$f":"IF(AND(Section2Trigger=RenewableElectricity,ElecReplFuel='Pick Lists'!$B$52,Ren2EnterDefault2='Pick Lists'!$B$265),Calculations!P572,0)","v":0},{"$f":"IF(AND(Section2Trigger=RenewableElectricity,ElecReplFuel='Pick Lists'!$B$52,OR(Ren2EnterDefault='Pick Lists'!$B$282,Ren2EnterDefault2='Pick Lists'!$B$288)),Calculations!P572,0)","v":0},{"$f":"IF(AND(Section2Trigger=FuelSwitching,FSEnterDefault2='Pick Lists'!$B$265),Calculations!L710,0)","v":0},{"$f":"IF(AND(Section2Trigger=FuelSwitching,OR(FSEnterDefault='Pick Lists'!$B$282,FSEnterDefault2='Pick Lists'!$B$288)),Calculations!L710,0)","v":0},{"$f":"IF(AND(Section2Trigger=EnergyEfficiency,EEEnterDefault2='Pick Lists'!$B$265),Calculations!P848,0)","v":0},{"$f":"IF(AND(Section2Trigger=EnergyEfficiency,OR(EEEnterDefault='Pick Lists'!$B$283,EEEnterDefault2='Pick Lists'!$B$289)),Calculations!P912,0)","v":0},0,null,null,null,null,null,null,null,null,null,null,null,null,null,null,null,null,null,null,null,null,{"$f":"AND(ISNUMBER(B411),B411>=AdoptionYear,B411<=YearImpact)","v":false}]
[null,2055,{"$f":"IF(AND(Section2Trigger=RenewableElectricity,ElecReplFuel='Pick Lists'!$B$51,Ren1EnterDefault2='Pick Lists'!$B$265),Calculations!N509,0)","v":0},{"$f":"IF(AND(Section2Trigger=RenewableElectricity,ElecReplFuel='Pick Lists'!$B$51,OR(Ren1EnterDefault='Pick Lists'!$B$282,Ren1EnterDefault2='Pick Lists'!$B$288)),Calculations!N509,0)","v":0},{"$f":"IF(AND(Section2Trigger=RenewableElectricity,ElecReplFuel='Pick Lists'!$B$52,Ren2EnterDefault2='Pick Lists'!$B$265),Calculations!P573,0)","v":0},{"$f":"IF(AND(Section2Trigger=RenewableElectricity,ElecReplFuel='Pick Lists'!$B$52,OR(Ren2EnterDefault='Pick Lists'!$B$282,Ren2EnterDefault2='Pick Lists'!$B$288)),Calculations!P573,0)","v":0},{"$f":"IF(AND(Section2Trigger=FuelSwitching,FSEnterDefault2='Pick Lists'!$B$265),Calculations!L711,0)","v":0},{"$f":"IF(AND(Section2Trigger=FuelSwitching,OR(FSEnterDefault='Pick Lists'!$B$282,FSEnterDefault2='Pick Lists'!$B$288)),Calculations!L711,0)","v":0},{"$f":"IF(AND(Section2Trigger=EnergyEfficiency,EEEnterDefault2='Pick Lists'!$B$265),Calculations!P849,0)","v":0},{"$f":"IF(AND(Section2Trigger=EnergyEfficiency,OR(EEEnterDefault='Pick Lists'!$B$283,EEEnterDefault2='Pick Lists'!$B$289)),Calculations!P913,0)","v":0},0,null,null,null,null,null,null,null,null,null,null,null,null,null,null,null,null,null,null,null,null,{"$f":"AND(ISNUMBER(B412),B412>=AdoptionYear,B412<=YearImpact)","v":false}]
[null,2056,{"$f":"IF(AND(Section2Trigger=RenewableElectricity,ElecReplFuel='Pick Lists'!$B$51,Ren1EnterDefault2='Pick Lists'!$B$265),Calculations!N510,0)","v":0},{"$f":"IF(AND(Section2Trigger=RenewableElectricity,ElecReplFuel='Pick Lists'!$B$51,OR(Ren1EnterDefault='Pick Lists'!$B$282,Ren1EnterDefault2='Pick Lists'!$B$288)),Calculations!N510,0)","v":0},{"$f":"IF(AND(Section2Trigger=RenewableElectricity,ElecReplFuel='Pick Lists'!$B$52,Ren2EnterDefault2='Pick Lists'!$B$265),Calculations!P574,0)","v":0},{"$f":"IF(AND(Section2Trigger=RenewableElectricity,ElecReplFuel='Pick Lists'!$B$52,OR(Ren2EnterDefault='Pick Lists'!$B$282,Ren2EnterDefault2='Pick Lists'!$B$288)),Calculations!P574,0)","v":0},{"$f":"IF(AND(Section2Trigger=FuelSwitching,FSEnterDefault2='Pick Lists'!$B$265),Calculations!L712,0)","v":0},{"$f":"IF(AND(Section2Trigger=FuelSwitching,OR(FSEnterDefault='Pick Lists'!$B$282,FSEnterDefault2='Pick Lists'!$B$288)),Calculations!L712,0)","v":0},{"$f":"IF(AND(Section2Trigger=EnergyEfficiency,EEEnterDefault2='Pick Lists'!$B$265),Calculations!P850,0)","v":0},{"$f":"IF(AND(Section2Trigger=EnergyEfficiency,OR(EEEnterDefault='Pick Lists'!$B$283,EEEnterDefault2='Pick Lists'!$B$289)),Calculations!P914,0)","v":0},0,null,null,null,null,null,null,null,null,null,null,null,null,null,null,null,null,null,null,null,null,{"$f":"AND(ISNUMBER(B413),B413>=AdoptionYear,B413<=YearImpact)","v":false}]
[null,2057,{"$f":"IF(AND(Section2Trigger=RenewableElectricity,ElecReplFuel='Pick Lists'!$B$51,Ren1EnterDefault2='Pick Lists'!$B$265),Calculations!N511,0)","v":0},{"$f":"IF(AND(Section2Trigger=RenewableElectricity,ElecReplFuel='Pick Lists'!$B$51,OR(Ren1EnterDefault='Pick Lists'!$B$282,Ren1EnterDefault2='Pick Lists'!$B$288)),Calculations!N511,0)","v":0},{"$f":"IF(AND(Section2Trigger=RenewableElectricity,ElecReplFuel='Pick Lists'!$B$52,Ren2EnterDefault2='Pick Lists'!$B$265),Calculations!P575,0)","v":0},{"$f":"IF(AND(Section2Trigger=RenewableElectricity,ElecReplFuel='Pick Lists'!$B$52,OR(Ren2EnterDefault='Pick Lists'!$B$282,Ren2EnterDefault2='Pick Lists'!$B$288)),Calculations!P575,0)","v":0},{"$f":"IF(AND(Section2Trigger=FuelSwitching,FSEnterDefault2='Pick Lists'!$B$265),Calculations!L713,0)","v":0},{"$f":"IF(AND(Section2Trigger=FuelSwitching,OR(FSEnterDefault='Pick Lists'!$B$282,FSEnterDefault2='Pick Lists'!$B$288)),Calculations!L713,0)","v":0},{"$f":"IF(AND(Section2Trigger=EnergyEfficiency,EEEnterDefault2='Pick Lists'!$B$265),Calculations!P851,0)","v":0},{"$f":"IF(AND(Section2Trigger=EnergyEfficiency,OR(EEEnterDefault='Pick Lists'!$B$283,EEEnterDefault2='Pick Lists'!$B$289)),Calculations!P915,0)","v":0},0,null,null,null,null,null,null,null,null,null,null,null,null,null,null,null,null,null,null,null,null,{"$f":"AND(ISNUMBER(B414),B414>=AdoptionYear,B414<=YearImpact)","v":false}]
[null,2058,{"$f":"IF(AND(Section2Trigger=RenewableElectricity,ElecReplFuel='Pick Lists'!$B$51,Ren1EnterDefault2='Pick Lists'!$B$265),Calculations!N512,0)","v":0},{"$f":"IF(AND(Section2Trigger=RenewableElectricity,ElecReplFuel='Pick Lists'!$B$51,OR(Ren1EnterDefault='Pick Lists'!$B$282,Ren1EnterDefault2='Pick Lists'!$B$288)),Calculations!N512,0)","v":0},{"$f":"IF(AND(Section2Trigger=RenewableElectricity,ElecReplFuel='Pick Lists'!$B$52,Ren2EnterDefault2='Pick Lists'!$B$265),Calculations!P576,0)","v":0},{"$f":"IF(AND(Section2Trigger=RenewableElectricity,ElecReplFuel='Pick Lists'!$B$52,OR(Ren2EnterDefault='Pick Lists'!$B$282,Ren2EnterDefault2='Pick Lists'!$B$288)),Calculations!P576,0)","v":0},{"$f":"IF(AND(Section2Trigger=FuelSwitching,FSEnterDefault2='Pick Lists'!$B$265),Calculations!L714,0)","v":0},{"$f":"IF(AND(Section2Trigger=FuelSwitching,OR(FSEnterDefault='Pick Lists'!$B$282,FSEnterDefault2='Pick Lists'!$B$288)),Calculations!L714,0)","v":0},{"$f":"IF(AND(Section2Trigger=EnergyEfficiency,EEEnterDefault2='Pick Lists'!$B$265),Calculations!P852,0)","v":0},{"$f":"IF(AND(Section2Trigger=EnergyEfficiency,OR(EEEnterDefault='Pick Lists'!$B$283,EEEnterDefault2='Pick Lists'!$B$289)),Calculations!P916,0)","v":0},0,null,null,null,null,null,null,null,null,null,null,null,null,null,null,null,null,null,null,null,null,{"$f":"AND(ISNUMBER(B415),B415>=AdoptionYear,B415<=YearImpact)","v":false}]
[null,2059,{"$f":"IF(AND(Section2Trigger=RenewableElectricity,ElecReplFuel='Pick Lists'!$B$51,Ren1EnterDefault2='Pick Lists'!$B$265),Calculations!N513,0)","v":0},{"$f":"IF(AND(Section2Trigger=RenewableElectricity,ElecReplFuel='Pick Lists'!$B$51,OR(Ren1EnterDefault='Pick Lists'!$B$282,Ren1EnterDefault2='Pick Lists'!$B$288)),Calculations!N513,0)","v":0},{"$f":"IF(AND(Section2Trigger=RenewableElectricity,ElecReplFuel='Pick Lists'!$B$52,Ren2EnterDefault2='Pick Lists'!$B$265),Calculations!P577,0)","v":0},{"$f":"IF(AND(Section2Trigger=RenewableElectricity,ElecReplFuel='Pick Lists'!$B$52,OR(Ren2EnterDefault='Pick Lists'!$B$282,Ren2EnterDefault2='Pick Lists'!$B$288)),Calculations!P577,0)","v":0},{"$f":"IF(AND(Section2Trigger=FuelSwitching,FSEnterDefault2='Pick Lists'!$B$265),Calculations!L715,0)","v":0},{"$f":"IF(AND(Section2Trigger=FuelSwitching,OR(FSEnterDefault='Pick Lists'!$B$282,FSEnterDefault2='Pick Lists'!$B$288)),Calculations!L715,0)","v":0},{"$f":"IF(AND(Section2Trigger=EnergyEfficiency,EEEnterDefault2='Pick Lists'!$B$265),Calculations!P853,0)","v":0},{"$f":"IF(AND(Section2Trigger=EnergyEfficiency,OR(EEEnterDefault='Pick Lists'!$B$283,EEEnterDefault2='Pick Lists'!$B$289)),Calculations!P917,0)","v":0},0,null,null,null,null,null,null,null,null,null,null,null,null,null,null,null,null,null,null,null,null,{"$f":"AND(ISNUMBER(B416),B416>=AdoptionYear,B416<=YearImpact)","v":false}]
[null,2060,{"$f":"IF(AND(Section2Trigger=RenewableElectricity,ElecReplFuel='Pick Lists'!$B$51,Ren1EnterDefault2='Pick Lists'!$B$265),Calculations!N514,0)","v":0},{"$f":"IF(AND(Section2Trigger=RenewableElectricity,ElecReplFuel='Pick Lists'!$B$51,OR(Ren1EnterDefault='Pick Lists'!$B$282,Ren1EnterDefault2='Pick Lists'!$B$288)),Calculations!N514,0)","v":0},{"$f":"IF(AND(Section2Trigger=RenewableElectricity,ElecReplFuel='Pick Lists'!$B$52,Ren2EnterDefault2='Pick Lists'!$B$265),Calculations!P578,0)","v":0},{"$f":"IF(AND(Section2Trigger=RenewableElectricity,ElecReplFuel='Pick Lists'!$B$52,OR(Ren2EnterDefault='Pick Lists'!$B$282,Ren2EnterDefault2='Pick Lists'!$B$288)),Calculations!P578,0)","v":0},{"$f":"IF(AND(Section2Trigger=FuelSwitching,FSEnterDefault2='Pick Lists'!$B$265),Calculations!L716,0)","v":0},{"$f":"IF(AND(Section2Trigger=FuelSwitching,OR(FSEnterDefault='Pick Lists'!$B$282,FSEnterDefault2='Pick Lists'!$B$288)),Calculations!L716,0)","v":0},{"$f":"IF(AND(Section2Trigger=EnergyEfficiency,EEEnterDefault2='Pick Lists'!$B$265),Calculations!P854,0)","v":0},{"$f":"IF(AND(Section2Trigger=EnergyEfficiency,OR(EEEnterDefault='Pick Lists'!$B$283,EEEnterDefault2='Pick Lists'!$B$289)),Calculations!P918,0)","v":0},0,null,null,null,null,null,null,null,null,null,null,null,null,null,null,null,null,null,null,null,null,{"$f":"AND(ISNUMBER(B417),B417>=AdoptionYear,B417<=YearImpact)","v":false}]
[null,2061,{"$f":"IF(AND(Section2Trigger=RenewableElectricity,ElecReplFuel='Pick Lists'!$B$51,Ren1EnterDefault2='Pick Lists'!$B$265),Calculations!N515,0)","v":0},{"$f":"IF(AND(Section2Trigger=RenewableElectricity,ElecReplFuel='Pick Lists'!$B$51,OR(Ren1EnterDefault='Pick Lists'!$B$282,Ren1EnterDefault2='Pick Lists'!$B$288)),Calculations!N515,0)","v":0},{"$f":"IF(AND(Section2Trigger=RenewableElectricity,ElecReplFuel='Pick Lists'!$B$52,Ren2EnterDefault2='Pick Lists'!$B$265),Calculations!P579,0)","v":0},{"$f":"IF(AND(Section2Trigger=RenewableElectricity,ElecReplFuel='Pick Lists'!$B$52,OR(Ren2EnterDefault='Pick Lists'!$B$282,Ren2EnterDefault2='Pick Lists'!$B$288)),Calculations!P579,0)","v":0},{"$f":"IF(AND(Section2Trigger=FuelSwitching,FSEnterDefault2='Pick Lists'!$B$265),Calculations!L717,0)","v":0},{"$f":"IF(AND(Section2Trigger=FuelSwitching,OR(FSEnterDefault='Pick Lists'!$B$282,FSEnterDefault2='Pick Lists'!$B$288)),Calculations!L717,0)","v":0},{"$f":"IF(AND(Section2Trigger=EnergyEfficiency,EEEnterDefault2='Pick Lists'!$B$265),Calculations!P855,0)","v":0},{"$f":"IF(AND(Section2Trigger=EnergyEfficiency,OR(EEEnterDefault='Pick Lists'!$B$283,EEEnterDefault2='Pick Lists'!$B$289)),Calculations!P919,0)","v":0},0,null,null,null,null,null,null,null,null,null,null,null,null,null,null,null,null,null,null,null,null,{"$f":"AND(ISNUMBER(B418),B418>=AdoptionYear,B418<=YearImpact)","v":false}]
[null,2062,{"$f":"IF(AND(Section2Trigger=RenewableElectricity,ElecReplFuel='Pick Lists'!$B$51,Ren1EnterDefault2='Pick Lists'!$B$265),Calculations!N516,0)","v":0},{"$f":"IF(AND(Section2Trigger=RenewableElectricity,ElecReplFuel='Pick Lists'!$B$51,OR(Ren1EnterDefault='Pick Lists'!$B$282,Ren1EnterDefault2='Pick Lists'!$B$288)),Calculations!N516,0)","v":0},{"$f":"IF(AND(Section2Trigger=RenewableElectricity,ElecReplFuel='Pick Lists'!$B$52,Ren2EnterDefault2='Pick Lists'!$B$265),Calculations!P580,0)","v":0},{"$f":"IF(AND(Section2Trigger=RenewableElectricity,ElecReplFuel='Pick Lists'!$B$52,OR(Ren2EnterDefault='Pick Lists'!$B$282,Ren2EnterDefault2='Pick Lists'!$B$288)),Calculations!P580,0)","v":0},{"$f":"IF(AND(Section2Trigger=FuelSwitching,FSEnterDefault2='Pick Lists'!$B$265),Calculations!L718,0)","v":0},{"$f":"IF(AND(Section2Trigger=FuelSwitching,OR(FSEnterDefault='Pick Lists'!$B$282,FSEnterDefault2='Pick Lists'!$B$288)),Calculations!L718,0)","v":0},{"$f":"IF(AND(Section2Trigger=EnergyEfficiency,EEEnterDefault2='Pick Lists'!$B$265),Calculations!P856,0)","v":0},{"$f":"IF(AND(Section2Trigger=EnergyEfficiency,OR(EEEnterDefault='Pick Lists'!$B$283,EEEnterDefault2='Pick Lists'!$B$289)),Calculations!P920,0)","v":0},0,null,null,null,null,null,null,null,null,null,null,null,null,null,null,null,null,null,null,null,null,{"$f":"AND(ISNUMBER(B419),B419>=AdoptionYear,B419<=YearImpact)","v":false}]
[null,2063,{"$f":"IF(AND(Section2Trigger=RenewableElectricity,ElecReplFuel='Pick Lists'!$B$51,Ren1EnterDefault2='Pick Lists'!$B$265),Calculations!N517,0)","v":0},{"$f":"IF(AND(Section2Trigger=RenewableElectricity,ElecReplFuel='Pick Lists'!$B$51,OR(Ren1EnterDefault='Pick Lists'!$B$282,Ren1EnterDefault2='Pick Lists'!$B$288)),Calculations!N517,0)","v":0},{"$f":"IF(AND(Section2Trigger=RenewableElectricity,ElecReplFuel='Pick Lists'!$B$52,Ren2EnterDefault2='Pick Lists'!$B$265),Calculations!P581,0)","v":0},{"$f":"IF(AND(Section2Trigger=RenewableElectricity,ElecReplFuel='Pick Lists'!$B$52,OR(Ren2EnterDefault='Pick Lists'!$B$282,Ren2EnterDefault2='Pick Lists'!$B$288)),Calculations!P581,0)","v":0},{"$f":"IF(AND(Section2Trigger=FuelSwitching,FSEnterDefault2='Pick Lists'!$B$265),Calculations!L719,0)","v":0},{"$f":"IF(AND(Section2Trigger=FuelSwitching,OR(FSEnterDefault='Pick Lists'!$B$282,FSEnterDefault2='Pick Lists'!$B$288)),Calculations!L719,0)","v":0},{"$f":"IF(AND(Section2Trigger=EnergyEfficiency,EEEnterDefault2='Pick Lists'!$B$265),Calculations!P857,0)","v":0},{"$f":"IF(AND(Section2Trigger=EnergyEfficiency,OR(EEEnterDefault='Pick Lists'!$B$283,EEEnterDefault2='Pick Lists'!$B$289)),Calculations!P921,0)","v":0},0,null,null,null,null,null,null,null,null,null,null,null,null,null,null,null,null,null,null,null,null,{"$f":"AND(ISNUMBER(B420),B420>=AdoptionYear,B420<=YearImpact)","v":false}]
[null,2064,{"$f":"IF(AND(Section2Trigger=RenewableElectricity,ElecReplFuel='Pick Lists'!$B$51,Ren1EnterDefault2='Pick Lists'!$B$265),Calculations!N518,0)","v":0},{"$f":"IF(AND(Section2Trigger=RenewableElectricity,ElecReplFuel='Pick Lists'!$B$51,OR(Ren1EnterDefault='Pick Lists'!$B$282,Ren1EnterDefault2='Pick Lists'!$B$288)),Calculations!N518,0)","v":0},{"$f":"IF(AND(Section2Trigger=RenewableElectricity,ElecReplFuel='Pick Lists'!$B$52,Ren2EnterDefault2='Pick Lists'!$B$265),Calculations!P582,0)","v":0},{"$f":"IF(AND(Section2Trigger=RenewableElectricity,ElecReplFuel='Pick Lists'!$B$52,OR(Ren2EnterDefault='Pick Lists'!$B$282,Ren2EnterDefault2='Pick Lists'!$B$288)),Calculations!P582,0)","v":0},{"$f":"IF(AND(Section2Trigger=FuelSwitching,FSEnterDefault2='Pick Lists'!$B$265),Calculations!L720,0)","v":0},{"$f":"IF(AND(Section2Trigger=FuelSwitching,OR(FSEnterDefault='Pick Lists'!$B$282,FSEnterDefault2='Pick Lists'!$B$288)),Calculations!L720,0)","v":0},{"$f":"IF(AND(Section2Trigger=EnergyEfficiency,EEEnterDefault2='Pick Lists'!$B$265),Calculations!P858,0)","v":0},{"$f":"IF(AND(Section2Trigger=EnergyEfficiency,OR(EEEnterDefault='Pick Lists'!$B$283,EEEnterDefault2='Pick Lists'!$B$289)),Calculations!P922,0)","v":0},0,null,null,null,null,null,null,null,null,null,null,null,null,null,null,null,null,null,null,null,null,{"$f":"AND(ISNUMBER(B421),B421>=AdoptionYear,B421<=YearImpact)","v":false}]
[null,2065,{"$f":"IF(AND(Section2Trigger=RenewableElectricity,ElecReplFuel='Pick Lists'!$B$51,Ren1EnterDefault2='Pick Lists'!$B$265),Calculations!N519,0)","v":0},{"$f":"IF(AND(Section2Trigger=RenewableElectricity,ElecReplFuel='Pick Lists'!$B$51,OR(Ren1EnterDefault='Pick Lists'!$B$282,Ren1EnterDefault2='Pick Lists'!$B$288)),Calculations!N519,0)","v":0},{"$f":"IF(AND(Section2Trigger=RenewableElectricity,ElecReplFuel='Pick Lists'!$B$52,Ren2EnterDefault2='Pick Lists'!$B$265),Calculations!P583,0)","v":0},{"$f":"IF(AND(Section2Trigger=RenewableElectricity,ElecReplFuel='Pick Lists'!$B$52,OR(Ren2EnterDefault='Pick Lists'!$B$282,Ren2EnterDefault2='Pick Lists'!$B$288)),Calculations!P583,0)","v":0},{"$f":"IF(AND(Section2Trigger=FuelSwitching,FSEnterDefault2='Pick Lists'!$B$265),Calculations!L721,0)","v":0},{"$f":"IF(AND(Section2Trigger=FuelSwitching,OR(FSEnterDefault='Pick Lists'!$B$282,FSEnterDefault2='Pick Lists'!$B$288)),Calculations!L721,0)","v":0},{"$f":"IF(AND(Section2Trigger=EnergyEfficiency,EEEnterDefault2='Pick Lists'!$B$265),Calculations!P859,0)","v":0},{"$f":"IF(AND(Section2Trigger=EnergyEfficiency,OR(EEEnterDefault='Pick Lists'!$B$283,EEEnterDefault2='Pick Lists'!$B$289)),Calculations!P923,0)","v":0},0,null,null,null,null,null,null,null,null,null,null,null,null,null,null,null,null,null,null,null,null,{"$f":"AND(ISNUMBER(B422),B422>=AdoptionYear,B422<=YearImpact)","v":false}]
[null,2066,{"$f":"IF(AND(Section2Trigger=RenewableElectricity,ElecReplFuel='Pick Lists'!$B$51,Ren1EnterDefault2='Pick Lists'!$B$265),Calculations!N520,0)","v":0},{"$f":"IF(AND(Section2Trigger=RenewableElectricity,ElecReplFuel='Pick Lists'!$B$51,OR(Ren1EnterDefault='Pick Lists'!$B$282,Ren1EnterDefault2='Pick Lists'!$B$288)),Calculations!N520,0)","v":0},{"$f":"IF(AND(Section2Trigger=RenewableElectricity,ElecReplFuel='Pick Lists'!$B$52,Ren2EnterDefault2='Pick Lists'!$B$265),Calculations!P584,0)","v":0},{"$f":"IF(AND(Section2Trigger=RenewableElectricity,ElecReplFuel='Pick Lists'!$B$52,OR(Ren2EnterDefault='Pick Lists'!$B$282,Ren2EnterDefault2='Pick Lists'!$B$288)),Calculations!P584,0)","v":0},{"$f":"IF(AND(Section2Trigger=FuelSwitching,FSEnterDefault2='Pick Lists'!$B$265),Calculations!L722,0)","v":0},{"$f":"IF(AND(Section2Trigger=FuelSwitching,OR(FSEnterDefault='Pick Lists'!$B$282,FSEnterDefault2='Pick Lists'!$B$288)),Calculations!L722,0)","v":0},{"$f":"IF(AND(Section2Trigger=EnergyEfficiency,EEEnterDefault2='Pick Lists'!$B$265),Calculations!P860,0)","v":0},{"$f":"IF(AND(Section2Trigger=EnergyEfficiency,OR(EEEnterDefault='Pick Lists'!$B$283,EEEnterDefault2='Pick Lists'!$B$289)),Calculations!P924,0)","v":0},0,null,null,null,null,null,null,null,null,null,null,null,null,null,null,null,null,null,null,null,null,{"$f":"AND(ISNUMBER(B423),B423>=AdoptionYear,B423<=YearImpact)","v":false}]
[null,2067,{"$f":"IF(AND(Section2Trigger=RenewableElectricity,ElecReplFuel='Pick Lists'!$B$51,Ren1EnterDefault2='Pick Lists'!$B$265),Calculations!N521,0)","v":0},{"$f":"IF(AND(Section2Trigger=RenewableElectricity,ElecReplFuel='Pick Lists'!$B$51,OR(Ren1EnterDefault='Pick Lists'!$B$282,Ren1EnterDefault2='Pick Lists'!$B$288)),Calculations!N521,0)","v":0},{"$f":"IF(AND(Section2Trigger=RenewableElectricity,ElecReplFuel='Pick Lists'!$B$52,Ren2EnterDefault2='Pick Lists'!$B$265),Calculations!P585,0)","v":0},{"$f":"IF(AND(Section2Trigger=RenewableElectricity,ElecReplFuel='Pick Lists'!$B$52,OR(Ren2EnterDefault='Pick Lists'!$B$282,Ren2EnterDefault2='Pick Lists'!$B$288)),Calculations!P585,0)","v":0},{"$f":"IF(AND(Section2Trigger=FuelSwitching,FSEnterDefault2='Pick Lists'!$B$265),Calculations!L723,0)","v":0},{"$f":"IF(AND(Section2Trigger=FuelSwitching,OR(FSEnterDefault='Pick Lists'!$B$282,FSEnterDefault2='Pick Lists'!$B$288)),Calculations!L723,0)","v":0},{"$f":"IF(AND(Section2Trigger=EnergyEfficiency,EEEnterDefault2='Pick Lists'!$B$265),Calculations!P861,0)","v":0},{"$f":"IF(AND(Section2Trigger=EnergyEfficiency,OR(EEEnterDefault='Pick Lists'!$B$283,EEEnterDefault2='Pick Lists'!$B$289)),Calculations!P925,0)","v":0},0,null,null,null,null,null,null,null,null,null,null,null,null,null,null,null,null,null,null,null,null,{"$f":"AND(ISNUMBER(B424),B424>=AdoptionYear,B424<=YearImpact)","v":false}]
[null,2068,{"$f":"IF(AND(Section2Trigger=RenewableElectricity,ElecReplFuel='Pick Lists'!$B$51,Ren1EnterDefault2='Pick Lists'!$B$265),Calculations!N522,0)","v":0},{"$f":"IF(AND(Section2Trigger=RenewableElectricity,ElecReplFuel='Pick Lists'!$B$51,OR(Ren1EnterDefault='Pick Lists'!$B$282,Ren1EnterDefault2='Pick Lists'!$B$288)),Calculations!N522,0)","v":0},{"$f":"IF(AND(Section2Trigger=RenewableElectricity,ElecReplFuel='Pick Lists'!$B$52,Ren2EnterDefault2='Pick Lists'!$B$265),Calculations!P586,0)","v":0},{"$f":"IF(AND(Section2Trigger=RenewableElectricity,ElecReplFuel='Pick Lists'!$B$52,OR(Ren2EnterDefault='Pick Lists'!$B$282,Ren2EnterDefault2='Pick Lists'!$B$288)),Calculations!P586,0)","v":0},{"$f":"IF(AND(Section2Trigger=FuelSwitching,FSEnterDefault2='Pick Lists'!$B$265),Calculations!L724,0)","v":0},{"$f":"IF(AND(Section2Trigger=FuelSwitching,OR(FSEnterDefault='Pick Lists'!$B$282,FSEnterDefault2='Pick Lists'!$B$288)),Calculations!L724,0)","v":0},{"$f":"IF(AND(Section2Trigger=EnergyEfficiency,EEEnterDefault2='Pick Lists'!$B$265),Calculations!P862,0)","v":0},{"$f":"IF(AND(Section2Trigger=EnergyEfficiency,OR(EEEnterDefault='Pick Lists'!$B$283,EEEnterDefault2='Pick Lists'!$B$289)),Calculations!P926,0)","v":0},0,null,null,null,null,null,null,null,null,null,null,null,null,null,null,null,null,null,null,null,null,{"$f":"AND(ISNUMBER(B425),B425>=AdoptionYear,B425<=YearImpact)","v":false}]
[null,2069,{"$f":"IF(AND(Section2Trigger=RenewableElectricity,ElecReplFuel='Pick Lists'!$B$51,Ren1EnterDefault2='Pick Lists'!$B$265),Calculations!N523,0)","v":0},{"$f":"IF(AND(Section2Trigger=RenewableElectricity,ElecReplFuel='Pick Lists'!$B$51,OR(Ren1EnterDefault='Pick Lists'!$B$282,Ren1EnterDefault2='Pick Lists'!$B$288)),Calculations!N523,0)","v":0},{"$f":"IF(AND(Section2Trigger=RenewableElectricity,ElecReplFuel='Pick Lists'!$B$52,Ren2EnterDefault2='Pick Lists'!$B$265),Calculations!P587,0)","v":0},{"$f":"IF(AND(Section2Trigger=RenewableElectricity,ElecReplFuel='Pick Lists'!$B$52,OR(Ren2EnterDefault='Pick Lists'!$B$282,Ren2EnterDefault2='Pick Lists'!$B$288)),Calculations!P587,0)","v":0},{"$f":"IF(AND(Section2Trigger=FuelSwitching,FSEnterDefault2='Pick Lists'!$B$265),Calculations!L725,0)","v":0},{"$f":"IF(AND(Section2Trigger=FuelSwitching,OR(FSEnterDefault='Pick Lists'!$B$282,FSEnterDefault2='Pick Lists'!$B$288)),Calculations!L725,0)","v":0},{"$f":"IF(AND(Section2Trigger=EnergyEfficiency,EEEnterDefault2='Pick Lists'!$B$265),Calculations!P863,0)","v":0},{"$f":"IF(AND(Section2Trigger=EnergyEfficiency,OR(EEEnterDefault='Pick Lists'!$B$283,EEEnterDefault2='Pick Lists'!$B$289)),Calculations!P927,0)","v":0},0,null,null,null,null,null,null,null,null,null,null,null,null,null,null,null,null,null,null,null,null,{"$f":"AND(ISNUMBER(B426),B426>=AdoptionYear,B426<=YearImpact)","v":false}]
[null,2070,{"$f":"IF(AND(Section2Trigger=RenewableElectricity,ElecReplFuel='Pick Lists'!$B$51,Ren1EnterDefault2='Pick Lists'!$B$265),Calculations!N524,0)","v":0},{"$f":"IF(AND(Section2Trigger=RenewableElectricity,ElecReplFuel='Pick Lists'!$B$51,OR(Ren1EnterDefault='Pick Lists'!$B$282,Ren1EnterDefault2='Pick Lists'!$B$288)),Calculations!N524,0)","v":0},{"$f":"IF(AND(Section2Trigger=RenewableElectricity,ElecReplFuel='Pick Lists'!$B$52,Ren2EnterDefault2='Pick Lists'!$B$265),Calculations!P588,0)","v":0},{"$f":"IF(AND(Section2Trigger=RenewableElectricity,ElecReplFuel='Pick Lists'!$B$52,OR(Ren2EnterDefault='Pick Lists'!$B$282,Ren2EnterDefault2='Pick Lists'!$B$288)),Calculations!P588,0)","v":0},{"$f":"IF(AND(Section2Trigger=FuelSwitching,FSEnterDefault2='Pick Lists'!$B$265),Calculations!L726,0)","v":0},{"$f":"IF(AND(Section2Trigger=FuelSwitching,OR(FSEnterDefault='Pick Lists'!$B$282,FSEnterDefault2='Pick Lists'!$B$288)),Calculations!L726,0)","v":0},{"$f":"IF(AND(Section2Trigger=EnergyEfficiency,EEEnterDefault2='Pick Lists'!$B$265),Calculations!P864,0)","v":0},{"$f":"IF(AND(Section2Trigger=EnergyEfficiency,OR(EEEnterDefault='Pick Lists'!$B$283,EEEnterDefault2='Pick Lists'!$B$289)),Calculations!P928,0)","v":0},0,null,null,null,null,null,null,null,null,null,null,null,null,null,null,null,null,null,null,null,null,{"$f":"AND(ISNUMBER(B427),B427>=AdoptionYear,B427<=YearImpact)","v":false}]
[null,null,null,null,null,null,null,null,null,null,null,null,null,null,null,null,null,null,null,null,null,null,null,null,null,null,null,null,null,null,null,{"$f":"AND(ISNUMBER(B428),B428>=AdoptionYear,B428<=YearImpact)","v":false}]
[null,"Activity Emissions",null,null,null,null,null,null,null,null,null,null,null,null,null,null,null,null,null,null,null,null,null,null,null,null,null,null,null,null,null,{"$f":"AND(ISNUMBER(B429),B429>=AdoptionYear,B429<=YearImpact)","v":false}]
[null,null,"Ren Fuel",null,"Ren Elec",null,"Fuel Swit",null,"EE ","EE Energy",null,null,null,null,null,null,null,null,null,null,null,null,null,null,null,null,null,null,null,null,null,{"$f":"AND(ISNUMBER(B430),B430>=AdoptionYear,B430<=YearImpact)","v":false}]
[null,null,"Enter","Project","Enter","Project","Enter","Project","Enter","Project","TOTAL",null,null,null,null,null,null,null,null,null,null,null,null,null,null,null,null,null,null,null,null,{"$f":"AND(ISNUMBER(B431),B431>=AdoptionYear,B431<=YearImpact)","v":false}]
[null,{"$f":"Start_Year","v":2010},0,0,0,{"$f":"IF(AND(Section2Trigger=RenewableElectricity,ElecReplFuel='Pick Lists'!$B$52,OR(Ren2EnterDefault='Pick Lists'!$B$282,Ren2EnterDefault2='Pick Lists'!$B$288)),Calculations!P463,0)","v":0},{"$f":"IF(AND(Section2Trigger=FuelSwitching,FSEnterDefault2='Pick Lists'!$B$265),Calculations!N602,0)","v":0},{"$f":"IF(AND(Section2Trigger=FuelSwitching,OR(FSEnterDefault='Pick Lists'!$B$282,FSEnterDefault2='Pick Lists'!$B$288)),Calculations!N602,0)","v":0},0,{"$f":"IF(AND(Section2Trigger=EnergyEfficiency,OR(EEEnterDefault='Pick Lists'!B282,EEEnterDefault2='Pick Lists'!B288)),Calculations!P804,0)","v":0},{"$f":"SUM(C432:J432)","v":0},null,null,null,null,null,null,null,null,null,null,null,null,null,null,null,null,null,null,null,null,{"$f":"AND(ISNUMBER(B432),B432>=AdoptionYear,B432<=YearImpact)","v":false}]
[null,{"$f":"B432+1","v":2011},0,0,0,{"$f":"IF(AND(Section2Trigger=RenewableElectricity,ElecReplFuel='Pick Lists'!$B$52,OR(Ren2EnterDefault='Pick Lists'!$B$282,Ren2EnterDefault2='Pick Lists'!$B$288)),Calculations!P464,0)","v":0},{"$f":"IF(AND(Section2Trigger=FuelSwitching,FSEnterDefault2='Pick Lists'!$B$265),Calculations!N603,0)","v":0},{"$f":"IF(AND(Section2Trigger=FuelSwitching,OR(FSEnterDefault='Pick Lists'!$B$282,FSEnterDefault2='Pick Lists'!$B$288)),Calculations!N603,0)","v":0},0,{"$f":"IF(AND(Section2Trigger=EnergyEfficiency,OR(EEEnterDefault='Pick Lists'!$B$283,EEEnterDefault2='Pick Lists'!$B$289)),Calculations!P805,0)","v":0},{"$f":"SUM(C433:J433)","v":0},null,null,null,null,null,null,null,null,null,null,null,null,null,null,null,null,null,null,null,null,{"$f":"AND(ISNUMBER(B433),B433>=AdoptionYear,B433<=YearImpact)","v":false}]
[null,{"$f":"B433+1","v":2012},0,0,0,{"$f":"IF(AND(Section2Trigger=RenewableElectricity,ElecReplFuel='Pick Lists'!$B$52,OR(Ren2EnterDefault='Pick Lists'!$B$282,Ren2EnterDefault2='Pick Lists'!$B$288)),Calculations!P465,0)","v":0},{"$f":"IF(AND(Section2Trigger=FuelSwitching,FSEnterDefault2='Pick Lists'!$B$265),Calculations!N604,0)","v":0},{"$f":"IF(AND(Section2Trigger=FuelSwitching,OR(FSEnterDefault='Pick Lists'!$B$282,FSEnterDefault2='Pick Lists'!$B$288)),Calculations!N604,0)","v":0},0,{"$f":"IF(AND(Section2Trigger=EnergyEfficiency,OR(EEEnterDefault='Pick Lists'!$B$283,EEEnterDefault2='Pick Lists'!$B$289)),Calculations!P806,0)","v":0},0,null,null,null,null,null,null,null,null,null,null,null,null,null,null,null,null,null,null,null,null,{"$f":"AND(ISNUMBER(B434),B434>=AdoptionYear,B434<=YearImpact)","v":false}]
[null,2013,0,0,0,{"$f":"IF(AND(Section2Trigger=RenewableElectricity,ElecReplFuel='Pick Lists'!$B$52,OR(Ren2EnterDefault='Pick Lists'!$B$282,Ren2EnterDefault2='Pick Lists'!$B$288)),Calculations!P466,0)","v":0},{"$f":"IF(AND(Section2Trigger=FuelSwitching,FSEnterDefault2='Pick Lists'!$B$265),Calculations!N605,0)","v":0},{"$f":"IF(AND(Section2Trigger=FuelSwitching,OR(FSEnterDefault='Pick Lists'!$B$282,FSEnterDefault2='Pick Lists'!$B$288)),Calculations!N605,0)","v":0},0,{"$f":"IF(AND(Section2Trigger=EnergyEfficiency,OR(EEEnterDefault='Pick Lists'!$B$283,EEEnterDefault2='Pick Lists'!$B$289)),Calculations!P807,0)","v":0},0,null,null,null,null,null,null,null,null,null,null,null,null,null,null,null,null,null,null,null,null,{"$f":"AND(ISNUMBER(B435),B435>=AdoptionYear,B435<=YearImpact)","v":false}]
[null,2014,0,0,0,{"$f":"IF(AND(Section2Trigger=RenewableElectricity,ElecReplFuel='Pick Lists'!$B$52,OR(Ren2EnterDefault='Pick Lists'!$B$282,Ren2EnterDefault2='Pick Lists'!$B$288)),Calculations!P467,0)","v":0},{"$f":"IF(AND(Section2Trigger=FuelSwitching,FSEnterDefault2='Pick Lists'!$B$265),Calculations!N606,0)","v":0},{"$f":"IF(AND(Section2Trigger=FuelSwitching,OR(FSEnterDefault='Pick Lists'!$B$282,FSEnterDefault2='Pick Lists'!$B$288)),Calculations!N606,0)","v":0},0,{"$f":"IF(AND(Section2Trigger=EnergyEfficiency,OR(EEEnterDefault='Pick Lists'!$B$283,EEEnterDefault2='Pick Lists'!$B$289)),Calculations!P808,0)","v":0},0,null,null,null,null,null,null,null,null,null,null,null,null,null,null,null,null,null,null,null,null,{"$f":"AND(ISNUMBER(B436),B436>=AdoptionYear,B436<=YearImpact)","v":false}]
[null,2015,0,0,0,{"$f":"IF(AND(Section2Trigger=RenewableElectricity,ElecReplFuel='Pick Lists'!$B$52,OR(Ren2EnterDefault='Pick Lists'!$B$282,Ren2EnterDefault2='Pick Lists'!$B$288)),Calculations!P468,0)","v":0},{"$f":"IF(AND(Section2Trigger=FuelSwitching,FSEnterDefault2='Pick Lists'!$B$265),Calculations!N607,0)","v":0},{"$f":"IF(AND(Section2Trigger=FuelSwitching,OR(FSEnterDefault='Pick Lists'!$B$282,FSEnterDefault2='Pick Lists'!$B$288)),Calculations!N607,0)","v":0},0,{"$f":"IF(AND(Section2Trigger=EnergyEfficiency,OR(EEEnterDefault='Pick Lists'!$B$283,EEEnterDefault2='Pick Lists'!$B$289)),Calculations!P809,0)","v":0},0,null,null,null,null,null,null,null,null,null,null,null,null,null,null,null,null,null,null,null,null,{"$f":"AND(ISNUMBER(B437),B437>=AdoptionYear,B437<=YearImpact)","v":false}]
[null,2016,0,0,0,{"$f":"IF(AND(Section2Trigger=RenewableElectricity,ElecReplFuel='Pick Lists'!$B$52,OR(Ren2EnterDefault='Pick Lists'!$B$282,Ren2EnterDefault2='Pick Lists'!$B$288)),Calculations!P469,0)","v":0},{"$f":"IF(AND(Section2Trigger=FuelSwitching,FSEnterDefault2='Pick Lists'!$B$265),Calculations!N608,0)","v":0},{"$f":"IF(AND(Section2Trigger=FuelSwitching,OR(FSEnterDefault='Pick Lists'!$B$282,FSEnterDefault2='Pick Lists'!$B$288)),Calculations!N608,0)","v":0},0,{"$f":"IF(AND(Section2Trigger=EnergyEfficiency,OR(EEEnterDefault='Pick Lists'!$B$283,EEEnterDefault2='Pick Lists'!$B$289)),Calculations!P810,0)","v":0},0,null,null,null,null,null,null,null,null,null,null,null,null,null,null,null,null,null,null,null,null,{"$f":"AND(ISNUMBER(B438),B438>=AdoptionYear,B438<=YearImpact)","v":false}]
[null,2017,0,0,0,{"$f":"IF(AND(Section2Trigger=RenewableElectricity,ElecReplFuel='Pick Lists'!$B$52,OR(Ren2EnterDefault='Pick Lists'!$B$282,Ren2EnterDefault2='Pick Lists'!$B$288)),Calculations!P470,0)","v":0},{"$f":"IF(AND(Section2Trigger=FuelSwitching,FSEnterDefault2='Pick Lists'!$B$265),Calculations!N609,0)","v":0},{"$f":"IF(AND(Section2Trigger=FuelSwitching,OR(FSEnterDefault='Pick Lists'!$B$282,FSEnterDefault2='Pick Lists'!$B$288)),Calculations!N609,0)","v":0},0,{"$f":"IF(AND(Section2Trigger=EnergyEfficiency,OR(EEEnterDefault='Pick Lists'!$B$283,EEEnterDefault2='Pick Lists'!$B$289)),Calculations!P811,0)","v":0},0,null,null,null,null,null,null,null,null,null,null,null,null,null,null,null,null,null,null,null,null,{"$f":"AND(ISNUMBER(B439),B439>=AdoptionYear,B439<=YearImpact)","v":false}]
[null,2018,0,0,0,{"$f":"IF(AND(Section2Trigger=RenewableElectricity,ElecReplFuel='Pick Lists'!$B$52,OR(Ren2EnterDefault='Pick Lists'!$B$282,Ren2EnterDefault2='Pick Lists'!$B$288)),Calculations!P471,0)","v":0},{"$f":"IF(AND(Section2Trigger=FuelSwitching,FSEnterDefault2='Pick Lists'!$B$265),Calculations!N610,0)","v":0},{"$f":"IF(AND(Section2Trigger=FuelSwitching,OR(FSEnterDefault='Pick Lists'!$B$282,FSEnterDefault2='Pick Lists'!$B$288)),Calculations!N610,0)","v":0},0,{"$f":"IF(AND(Section2Trigger=EnergyEfficiency,OR(EEEnterDefault='Pick Lists'!$B$283,EEEnterDefault2='Pick Lists'!$B$289)),Calculations!P812,0)","v":0},0,null,null,null,null,null,null,null,null,null,null,null,null,null,null,null,null,null,null,null,null,{"$f":"AND(ISNUMBER(B440),B440>=AdoptionYear,B440<=YearImpact)","v":false}]
[null,2019,0,0,0,{"$f":"IF(AND(Section2Trigger=RenewableElectricity,ElecReplFuel='Pick Lists'!$B$52,OR(Ren2EnterDefault='Pick Lists'!$B$282,Ren2EnterDefault2='Pick Lists'!$B$288)),Calculations!P472,0)","v":0},{"$f":"IF(AND(Section2Trigger=FuelSwitching,FSEnterDefault2='Pick Lists'!$B$265),Calculations!N611,0)","v":0},{"$f":"IF(AND(Section2Trigger=FuelSwitching,OR(FSEnterDefault='Pick Lists'!$B$282,FSEnterDefault2='Pick Lists'!$B$288)),Calculations!N611,0)","v":0},0,{"$f":"IF(AND(Section2Trigger=EnergyEfficiency,OR(EEEnterDefault='Pick Lists'!$B$283,EEEnterDefault2='Pick Lists'!$B$289)),Calculations!P813,0)","v":0},0,null,null,null,null,null,null,null,null,null,null,null,null,null,null,null,null,null,null,null,null,{"$f":"AND(ISNUMBER(B441),B441>=AdoptionYear,B441<=YearImpact)","v":false}]
[null,2020,0,0,0,{"$f":"IF(AND(Section2Trigger=RenewableElectricity,ElecReplFuel='Pick Lists'!$B$52,OR(Ren2EnterDefault='Pick Lists'!$B$282,Ren2EnterDefault2='Pick Lists'!$B$288)),Calculations!P473,0)","v":0},{"$f":"IF(AND(Section2Trigger=FuelSwitching,FSEnterDefault2='Pick Lists'!$B$265),Calculations!N612,0)","v":0},{"$f":"IF(AND(Section2Trigger=FuelSwitching,OR(FSEnterDefault='Pick Lists'!$B$282,FSEnterDefault2='Pick Lists'!$B$288)),Calculations!N612,0)","v":0},0,{"$f":"IF(AND(Section2Trigger=EnergyEfficiency,OR(EEEnterDefault='Pick Lists'!$B$283,EEEnterDefault2='Pick Lists'!$B$289)),Calculations!P814,0)","v":0},0,null,null,null,null,null,null,null,null,null,null,null,null,null,null,null,null,null,null,null,null,{"$f":"AND(ISNUMBER(B442),B442>=AdoptionYear,B442<=YearImpact)","v":false}]
[null,2021,0,0,0,{"$f":"IF(AND(Section2Trigger=RenewableElectricity,ElecReplFuel='Pick Lists'!$B$52,OR(Ren2EnterDefault='Pick Lists'!$B$282,Ren2EnterDefault2='Pick Lists'!$B$288)),Calculations!P474,0)","v":0},{"$f":"IF(AND(Section2Trigger=FuelSwitching,FSEnterDefault2='Pick Lists'!$B$265),Calculations!N613,0)","v":0},{"$f":"IF(AND(Section2Trigger=FuelSwitching,OR(FSEnterDefault='Pick Lists'!$B$282,FSEnterDefault2='Pick Lists'!$B$288)),Calculations!N613,0)","v":0},0,{"$f":"IF(AND(Section2Trigger=EnergyEfficiency,OR(EEEnterDefault='Pick Lists'!$B$283,EEEnterDefault2='Pick Lists'!$B$289)),Calculations!P815,0)","v":0},0,null,null,null,null,null,null,null,null,null,null,null,null,null,null,null,null,null,null,null,null,{"$f":"AND(ISNUMBER(B443),B443>=AdoptionYear,B443<=YearImpact)","v":false}]
[null,2022,0,0,0,{"$f":"IF(AND(Section2Trigger=RenewableElectricity,ElecReplFuel='Pick Lists'!$B$52,OR(Ren2EnterDefault='Pick Lists'!$B$282,Ren2EnterDefault2='Pick Lists'!$B$288)),Calculations!P475,0)","v":0},{"$f":"IF(AND(Section2Trigger=FuelSwitching,FSEnterDefault2='Pick Lists'!$B$265),Calculations!N614,0)","v":0},{"$f":"IF(AND(Section2Trigger=FuelSwitching,OR(FSEnterDefault='Pick Lists'!$B$282,FSEnterDefault2='Pick Lists'!$B$288)),Calculations!N614,0)","v":0},0,{"$f":"IF(AND(Section2Trigger=EnergyEfficiency,OR(EEEnterDefault='Pick Lists'!$B$283,EEEnterDefault2='Pick Lists'!$B$289)),Calculations!P816,0)","v":0},0,null,null,null,null,null,null,null,null,null,null,null,null,null,null,null,null,null,null,null,null,{"$f":"AND(ISNUMBER(B444),B444>=AdoptionYear,B444<=YearImpact)","v":false}]
[null,2023,0,0,0,{"$f":"IF(AND(Section2Trigger=RenewableElectricity,ElecReplFuel='Pick Lists'!$B$52,OR(Ren2EnterDefault='Pick Lists'!$B$282,Ren2EnterDefault2='Pick Lists'!$B$288)),Calculations!P476,0)","v":0},{"$f":"IF(AND(Section2Trigger=FuelSwitching,FSEnterDefault2='Pick Lists'!$B$265),Calculations!N615,0)","v":0},{"$f":"IF(AND(Section2Trigger=FuelSwitching,OR(FSEnterDefault='Pick Lists'!$B$282,FSEnterDefault2='Pick Lists'!$B$288)),Calculations!N615,0)","v":0},0,{"$f":"IF(AND(Section2Trigger=EnergyEfficiency,OR(EEEnterDefault='Pick Lists'!$B$283,EEEnterDefault2='Pick Lists'!$B$289)),Calculations!P817,0)","v":0},0,null,null,null,null,null,null,null,null,null,null,null,null,null,null,null,null,null,null,null,null,{"$f":"AND(ISNUMBER(B445),B445>=AdoptionYear,B445<=YearImpact)","v":false}]
[null,2024,0,0,0,{"$f":"IF(AND(Section2Trigger=RenewableElectricity,ElecReplFuel='Pick Lists'!$B$52,OR(Ren2EnterDefault='Pick Lists'!$B$282,Ren2EnterDefault2='Pick Lists'!$B$288)),Calculations!P477,0)","v":0},{"$f":"IF(AND(Section2Trigger=FuelSwitching,FSEnterDefault2='Pick Lists'!$B$265),Calculations!N616,0)","v":0},{"$f":"IF(AND(Section2Trigger=FuelSwitching,OR(FSEnterDefault='Pick Lists'!$B$282,FSEnterDefault2='Pick Lists'!$B$288)),Calculations!N616,0)","v":0},0,{"$f":"IF(AND(Section2Trigger=EnergyEfficiency,OR(EEEnterDefault='Pick Lists'!$B$283,EEEnterDefault2='Pick Lists'!$B$289)),Calculations!P818,0)","v":0},0,null,null,null,null,null,null,null,null,null,null,null,null,null,null,null,null,null,null,null,null,{"$f":"AND(ISNUMBER(B446),B446>=AdoptionYear,B446<=YearImpact)","v":false}]
[null,2025,0,0,0,{"$f":"IF(AND(Section2Trigger=RenewableElectricity,ElecReplFuel='Pick Lists'!$B$52,OR(Ren2EnterDefault='Pick Lists'!$B$282,Ren2EnterDefault2='Pick Lists'!$B$288)),Calculations!P478,0)","v":0},{"$f":"IF(AND(Section2Trigger=FuelSwitching,FSEnterDefault2='Pick Lists'!$B$265),Calculations!N617,0)","v":0},{"$f":"IF(AND(Section2Trigger=FuelSwitching,OR(FSEnterDefault='Pick Lists'!$B$282,FSEnterDefault2='Pick Lists'!$B$288)),Calculations!N617,0)","v":0},0,{"$f":"IF(AND(Section2Trigger=EnergyEfficiency,OR(EEEnterDefault='Pick Lists'!$B$283,EEEnterDefault2='Pick Lists'!$B$289)),Calculations!P819,0)","v":0},0,null,null,null,null,null,null,null,null,null,null,null,null,null,null,null,null,null,null,null,null,{"$f":"AND(ISNUMBER(B447),B447>=AdoptionYear,B447<=YearImpact)","v":false}]
[null,2026,0,0,0,{"$f":"IF(AND(Section2Trigger=RenewableElectricity,ElecReplFuel='Pick Lists'!$B$52,OR(Ren2EnterDefault='Pick Lists'!$B$282,Ren2EnterDefault2='Pick Lists'!$B$288)),Calculations!P479,0)","v":0},{"$f":"IF(AND(Section2Trigger=FuelSwitching,FSEnterDefault2='Pick Lists'!$B$265),Calculations!N618,0)","v":0},{"$f":"IF(AND(Section2Trigger=FuelSwitching,OR(FSEnterDefault='Pick Lists'!$B$282,FSEnterDefault2='Pick Lists'!$B$288)),Calculations!N618,0)","v":0},0,{"$f":"IF(AND(Section2Trigger=EnergyEfficiency,OR(EEEnterDefault='Pick Lists'!$B$283,EEEnterDefault2='Pick Lists'!$B$289)),Calculations!P820,0)","v":0},0,null,null,null,null,null,null,null,null,null,null,null,null,null,null,null,null,null,null,null,null,{"$f":"AND(ISNUMBER(B448),B448>=AdoptionYear,B448<=YearImpact)","v":false}]
[null,2027,0,0,0,{"$f":"IF(AND(Section2Trigger=RenewableElectricity,ElecReplFuel='Pick Lists'!$B$52,OR(Ren2EnterDefault='Pick Lists'!$B$282,Ren2EnterDefault2='Pick Lists'!$B$288)),Calculations!P480,0)","v":0},{"$f":"IF(AND(Section2Trigger=FuelSwitching,FSEnterDefault2='Pick Lists'!$B$265),Calculations!N619,0)","v":0},{"$f":"IF(AND(Section2Trigger=FuelSwitching,OR(FSEnterDefault='Pick Lists'!$B$282,FSEnterDefault2='Pick Lists'!$B$288)),Calculations!N619,0)","v":0},0,{"$f":"IF(AND(Section2Trigger=EnergyEfficiency,OR(EEEnterDefault='Pick Lists'!$B$283,EEEnterDefault2='Pick Lists'!$B$289)),Calculations!P821,0)","v":0},0,null,null,null,null,null,null,null,null,null,null,null,null,null,null,null,null,null,null,null,null,{"$f":"AND(ISNUMBER(B449),B449>=AdoptionYear,B449<=YearImpact)","v":false}]
[null,2028,0,0,0,{"$f":"IF(AND(Section2Trigger=RenewableElectricity,ElecReplFuel='Pick Lists'!$B$52,OR(Ren2EnterDefault='Pick Lists'!$B$282,Ren2EnterDefault2='Pick Lists'!$B$288)),Calculations!P481,0)","v":0},{"$f":"IF(AND(Section2Trigger=FuelSwitching,FSEnterDefault2='Pick Lists'!$B$265),Calculations!N620,0)","v":0},{"$f":"IF(AND(Section2Trigger=FuelSwitching,OR(FSEnterDefault='Pick Lists'!$B$282,FSEnterDefault2='Pick Lists'!$B$288)),Calculations!N620,0)","v":0},0,{"$f":"IF(AND(Section2Trigger=EnergyEfficiency,OR(EEEnterDefault='Pick Lists'!$B$283,EEEnterDefault2='Pick Lists'!$B$289)),Calculations!P822,0)","v":0},0,null,null,null,null,null,null,null,null,null,null,null,null,null,null,null,null,null,null,null,null,{"$f":"AND(ISNUMBER(B450),B450>=AdoptionYear,B450<=YearImpact)","v":false}]
[null,2029,0,0,0,{"$f":"IF(AND(Section2Trigger=RenewableElectricity,ElecReplFuel='Pick Lists'!$B$52,OR(Ren2EnterDefault='Pick Lists'!$B$282,Ren2EnterDefault2='Pick Lists'!$B$288)),Calculations!P482,0)","v":0},{"$f":"IF(AND(Section2Trigger=FuelSwitching,FSEnterDefault2='Pick Lists'!$B$265),Calculations!N621,0)","v":0},{"$f":"IF(AND(Section2Trigger=FuelSwitching,OR(FSEnterDefault='Pick Lists'!$B$282,FSEnterDefault2='Pick Lists'!$B$288)),Calculations!N621,0)","v":0},0,{"$f":"IF(AND(Section2Trigger=EnergyEfficiency,OR(EEEnterDefault='Pick Lists'!$B$283,EEEnterDefault2='Pick Lists'!$B$289)),Calculations!P823,0)","v":0},0,null,null,null,null,null,null,null,null,null,null,null,null,null,null,null,null,null,null,null,null,{"$f":"AND(ISNUMBER(B451),B451>=AdoptionYear,B451<=YearImpact)","v":false}]
[null,{"$f":"B451+1","v":2030},0,0,0,{"$f":"IF(AND(Section2Trigger=RenewableElectricity,ElecReplFuel='Pick Lists'!$B$52,OR(Ren2EnterDefault='Pick Lists'!$B$282,Ren2EnterDefault2='Pick Lists'!$B$288)),Calculations!P483,0)","v":0},{"$f":"IF(AND(Section2Trigger=FuelSwitching,FSEnterDefault2='Pick Lists'!$B$265),Calculations!N622,0)","v":0},{"$f":"IF(AND(Section2Trigger=FuelSwitching,OR(FSEnterDefault='Pick Lists'!$B$282,FSEnterDefault2='Pick Lists'!$B$288)),Calculations!N622,0)","v":0},0,{"$f":"IF(AND(Section2Trigger=EnergyEfficiency,OR(EEEnterDefault='Pick Lists'!$B$283,EEEnterDefault2='Pick Lists'!$B$289)),Calculations!P824,0)","v":0},0,null,null,null,null,null,null,null,null,null,null,null,null,null,null,null,null,null,null,null,null,{"$f":"AND(ISNUMBER(B452),B452>=AdoptionYear,B452<=YearImpact)","v":false}]
[null,{"$f":"B452+1","v":2031},0,0,0,{"$f":"IF(AND(Section2Trigger=RenewableElectricity,ElecReplFuel='Pick Lists'!$B$52,OR(Ren2EnterDefault='Pick Lists'!$B$282,Ren2EnterDefault2='Pick Lists'!$B$288)),Calculations!P484,0)","v":0},{"$f":"IF(AND(Section2Trigger=FuelSwitching,FSEnterDefault2='Pick Lists'!$B$265),Calculations!N623,0)","v":0},{"$f":"IF(AND(Section2Trigger=FuelSwitching,OR(FSEnterDefault='Pick Lists'!$B$282,FSEnterDefault2='Pick Lists'!$B$288)),Calculations!N623,0)","v":0},0,{"$f":"IF(AND(Section2Trigger=EnergyEfficiency,OR(EEEnterDefault='Pick Lists'!$B$283,EEEnterDefault2='Pick Lists'!$B$289)),Calculations!P825,0)","v":0},{"$f":"SUM(C453:J453)","v":0},null,null,null,null,null,null,null,null,null,null,null,null,null,null,null,null,null,null,null,null,{"$f":"AND(ISNUMBER(B453),B453>=AdoptionYear,B453<=YearImpact)","v":false}]
[null,{"$f":"B453+1","v":2032},0,0,0,{"$f":"IF(AND(Section2Trigger=RenewableElectricity,ElecReplFuel='Pick Lists'!$B$52,OR(Ren2EnterDefault='Pick Lists'!$B$282,Ren2EnterDefault2='Pick Lists'!$B$288)),Calculations!P485,0)","v":0},{"$f":"IF(AND(Section2Trigger=FuelSwitching,FSEnterDefault2='Pick Lists'!$B$265),Calculations!N624,0)","v":0},{"$f":"IF(AND(Section2Trigger=FuelSwitching,OR(FSEnterDefault='Pick Lists'!$B$282,FSEnterDefault2='Pick Lists'!$B$288)),Calculations!N624,0)","v":0},0,{"$f":"IF(AND(Section2Trigger=EnergyEfficiency,OR(EEEnterDefault='Pick Lists'!$B$283,EEEnterDefault2='Pick Lists'!$B$289)),Calculations!P826,0)","v":0},0,null,null,null,null,null,null,null,null,null,null,null,null,null,null,null,null,null,null,null,null,{"$f":"AND(ISNUMBER(B454),B454>=AdoptionYear,B454<=YearImpact)","v":false}]
[null,{"$f":"B454+1","v":2033},0,0,0,{"$f":"IF(AND(Section2Trigger=RenewableElectricity,ElecReplFuel='Pick Lists'!$B$52,OR(Ren2EnterDefault='Pick Lists'!$B$282,Ren2EnterDefault2='Pick Lists'!$B$288)),Calculations!P486,0)","v":0},{"$f":"IF(AND(Section2Trigger=FuelSwitching,FSEnterDefault2='Pick Lists'!$B$265),Calculations!N625,0)","v":0},{"$f":"IF(AND(Section2Trigger=FuelSwitching,OR(FSEnterDefault='Pick Lists'!$B$282,FSEnterDefault2='Pick Lists'!$B$288)),Calculations!N625,0)","v":0},0,{"$f":"IF(AND(Section2Trigger=EnergyEfficiency,OR(EEEnterDefault='Pick Lists'!$B$283,EEEnterDefault2='Pick Lists'!$B$289)),Calculations!P827,0)","v":0},0,null,null,null,null,null,null,null,null,null,null,null,null,null,null,null,null,null,null,null,null,{"$f":"AND(ISNUMBER(B455),B455>=AdoptionYear,B455<=YearImpact)","v":false}]
[null,{"$f":"B455+1","v":2034},0,0,0,{"$f":"IF(AND(Section2Trigger=RenewableElectricity,ElecReplFuel='Pick Lists'!$B$52,OR(Ren2EnterDefault='Pick Lists'!$B$282,Ren2EnterDefault2='Pick Lists'!$B$288)),Calculations!P487,0)","v":0},{"$f":"IF(AND(Section2Trigger=FuelSwitching,FSEnterDefault2='Pick Lists'!$B$265),Calculations!N626,0)","v":0},{"$f":"IF(AND(Section2Trigger=FuelSwitching,OR(FSEnterDefault='Pick Lists'!$B$282,FSEnterDefault2='Pick Lists'!$B$288)),Calculations!N626,0)","v":0},0,{"$f":"IF(AND(Section2Trigger=EnergyEfficiency,OR(EEEnterDefault='Pick Lists'!$B$283,EEEnterDefault2='Pick Lists'!$B$289)),Calculations!P828,0)","v":0},0,null,null,null,null,null,null,null,null,null,null,null,null,null,null,null,null,null,null,null,null,{"$f":"AND(ISNUMBER(B456),B456>=AdoptionYear,B456<=YearImpact)","v":false}]
[null,2035,0,0,0,{"$f":"IF(AND(Section2Trigger=RenewableElectricity,ElecReplFuel='Pick Lists'!$B$52,OR(Ren2EnterDefault='Pick Lists'!$B$282,Ren2EnterDefault2='Pick Lists'!$B$288)),Calculations!P488,0)","v":0},{"$f":"IF(AND(Section2Trigger=FuelSwitching,FSEnterDefault2='Pick Lists'!$B$265),Calculations!N627,0)","v":0},{"$f":"IF(AND(Section2Trigger=FuelSwitching,OR(FSEnterDefault='Pick Lists'!$B$282,FSEnterDefault2='Pick Lists'!$B$288)),Calculations!N627,0)","v":0},0,{"$f":"IF(AND(Section2Trigger=EnergyEfficiency,OR(EEEnterDefault='Pick Lists'!$B$283,EEEnterDefault2='Pick Lists'!$B$289)),Calculations!P829,0)","v":0},0,null,null,null,null,null,null,null,null,null,null,null,null,null,null,null,null,null,null,null,null,{"$f":"AND(ISNUMBER(B457),B457>=AdoptionYear,B457<=YearImpact)","v":false}]
[null,2036,0,0,0,{"$f":"IF(AND(Section2Trigger=RenewableElectricity,ElecReplFuel='Pick Lists'!$B$52,OR(Ren2EnterDefault='Pick Lists'!$B$282,Ren2EnterDefault2='Pick Lists'!$B$288)),Calculations!P489,0)","v":0},{"$f":"IF(AND(Section2Trigger=FuelSwitching,FSEnterDefault2='Pick Lists'!$B$265),Calculations!N628,0)","v":0},{"$f":"IF(AND(Section2Trigger=FuelSwitching,OR(FSEnterDefault='Pick Lists'!$B$282,FSEnterDefault2='Pick Lists'!$B$288)),Calculations!N628,0)","v":0},0,{"$f":"IF(AND(Section2Trigger=EnergyEfficiency,OR(EEEnterDefault='Pick Lists'!$B$283,EEEnterDefault2='Pick Lists'!$B$289)),Calculations!P830,0)","v":0},0,null,null,null,null,null,null,null,null,null,null,null,null,null,null,null,null,null,null,null,null,{"$f":"AND(ISNUMBER(B458),B458>=AdoptionYear,B458<=YearImpact)","v":false}]
[null,2037,0,0,0,{"$f":"IF(AND(Section2Trigger=RenewableElectricity,ElecReplFuel='Pick Lists'!$B$52,OR(Ren2EnterDefault='Pick Lists'!$B$282,Ren2EnterDefault2='Pick Lists'!$B$288)),Calculations!P490,0)","v":0},{"$f":"IF(AND(Section2Trigger=FuelSwitching,FSEnterDefault2='Pick Lists'!$B$265),Calculations!N629,0)","v":0},{"$f":"IF(AND(Section2Trigger=FuelSwitching,OR(FSEnterDefault='Pick Lists'!$B$282,FSEnterDefault2='Pick Lists'!$B$288)),Calculations!N629,0)","v":0},0,{"$f":"IF(AND(Section2Trigger=EnergyEfficiency,OR(EEEnterDefault='Pick Lists'!$B$283,EEEnterDefault2='Pick Lists'!$B$289)),Calculations!P831,0)","v":0},0,null,null,null,null,null,null,null,null,null,null,null,null,null,null,null,null,null,null,null,null,{"$f":"AND(ISNUMBER(B459),B459>=AdoptionYear,B459<=YearImpact)","v":false}]
[null,2038,0,0,0,{"$f":"IF(AND(Section2Trigger=RenewableElectricity,ElecReplFuel='Pick Lists'!$B$52,OR(Ren2EnterDefault='Pick Lists'!$B$282,Ren2EnterDefault2='Pick Lists'!$B$288)),Calculations!P491,0)","v":0},{"$f":"IF(AND(Section2Trigger=FuelSwitching,FSEnterDefault2='Pick Lists'!$B$265),Calculations!N630,0)","v":0},{"$f":"IF(AND(Section2Trigger=FuelSwitching,OR(FSEnterDefault='Pick Lists'!$B$282,FSEnterDefault2='Pick Lists'!$B$288)),Calculations!N630,0)","v":0},0,{"$f":"IF(AND(Section2Trigger=EnergyEfficiency,OR(EEEnterDefault='Pick Lists'!$B$283,EEEnterDefault2='Pick Lists'!$B$289)),Calculations!P832,0)","v":0},0,null,null,null,null,null,null,null,null,null,null,null,null,null,null,null,null,null,null,null,null,{"$f":"AND(ISNUMBER(B460),B460>=AdoptionYear,B460<=YearImpact)","v":false}]
[null,2039,0,0,0,{"$f":"IF(AND(Section2Trigger=RenewableElectricity,ElecReplFuel='Pick Lists'!$B$52,OR(Ren2EnterDefault='Pick Lists'!$B$282,Ren2EnterDefault2='Pick Lists'!$B$288)),Calculations!P492,0)","v":0},{"$f":"IF(AND(Section2Trigger=FuelSwitching,FSEnterDefault2='Pick Lists'!$B$265),Calculations!N631,0)","v":0},{"$f":"IF(AND(Section2Trigger=FuelSwitching,OR(FSEnterDefault='Pick Lists'!$B$282,FSEnterDefault2='Pick Lists'!$B$288)),Calculations!N631,0)","v":0},0,{"$f":"IF(AND(Section2Trigger=EnergyEfficiency,OR(EEEnterDefault='Pick Lists'!$B$283,EEEnterDefault2='Pick Lists'!$B$289)),Calculations!P833,0)","v":0},0,null,null,null,null,null,null,null,null,null,null,null,null,null,null,null,null,null,null,null,null,{"$f":"AND(ISNUMBER(B461),B461>=AdoptionYear,B461<=YearImpact)","v":false}]
[null,2040,0,0,0,{"$f":"IF(AND(Section2Trigger=RenewableElectricity,ElecReplFuel='Pick Lists'!$B$52,OR(Ren2EnterDefault='Pick Lists'!$B$282,Ren2EnterDefault2='Pick Lists'!$B$288)),Calculations!P493,0)","v":0},{"$f":"IF(AND(Section2Trigger=FuelSwitching,FSEnterDefault2='Pick Lists'!$B$265),Calculations!N632,0)","v":0},{"$f":"IF(AND(Section2Trigger=FuelSwitching,OR(FSEnterDefault='Pick Lists'!$B$282,FSEnterDefault2='Pick Lists'!$B$288)),Calculations!N632,0)","v":0},0,{"$f":"IF(AND(Section2Trigger=EnergyEfficiency,OR(EEEnterDefault='Pick Lists'!$B$283,EEEnterDefault2='Pick Lists'!$B$289)),Calculations!P834,0)","v":0},0,null,null,null,null,null,null,null,null,null,null,null,null,null,null,null,null,null,null,null,null,{"$f":"AND(ISNUMBER(B462),B462>=AdoptionYear,B462<=YearImpact)","v":false}]
[null,2041,0,0,0,{"$f":"IF(AND(Section2Trigger=RenewableElectricity,ElecReplFuel='Pick Lists'!$B$52,OR(Ren2EnterDefault='Pick Lists'!$B$282,Ren2EnterDefault2='Pick Lists'!$B$288)),Calculations!P494,0)","v":0},{"$f":"IF(AND(Section2Trigger=FuelSwitching,FSEnterDefault2='Pick Lists'!$B$265),Calculations!N633,0)","v":0},{"$f":"IF(AND(Section2Trigger=FuelSwitching,OR(FSEnterDefault='Pick Lists'!$B$282,FSEnterDefault2='Pick Lists'!$B$288)),Calculations!N633,0)","v":0},0,{"$f":"IF(AND(Section2Trigger=EnergyEfficiency,OR(EEEnterDefault='Pick Lists'!$B$283,EEEnterDefault2='Pick Lists'!$B$289)),Calculations!P835,0)","v":0},0,null,null,null,null,null,null,null,null,null,null,null,null,null,null,null,null,null,null,null,null,{"$f":"AND(ISNUMBER(B463),B463>=AdoptionYear,B463<=YearImpact)","v":false}]
[null,2042,0,0,0,{"$f":"IF(AND(Section2Trigger=RenewableElectricity,ElecReplFuel='Pick Lists'!$B$52,OR(Ren2EnterDefault='Pick Lists'!$B$282,Ren2EnterDefault2='Pick Lists'!$B$288)),Calculations!P495,0)","v":0},{"$f":"IF(AND(Section2Trigger=FuelSwitching,FSEnterDefault2='Pick Lists'!$B$265),Calculations!N634,0)","v":0},{"$f":"IF(AND(Section2Trigger=FuelSwitching,OR(FSEnterDefault='Pick Lists'!$B$282,FSEnterDefault2='Pick Lists'!$B$288)),Calculations!N634,0)","v":0},0,{"$f":"IF(AND(Section2Trigger=EnergyEfficiency,OR(EEEnterDefault='Pick Lists'!$B$283,EEEnterDefault2='Pick Lists'!$B$289)),Calculations!P836,0)","v":0},0,null,null,null,null,null,null,null,null,null,null,null,null,null,null,null,null,null,null,null,null,{"$f":"AND(ISNUMBER(B464),B464>=AdoptionYear,B464<=YearImpact)","v":false}]
[null,2043,0,0,0,{"$f":"IF(AND(Section2Trigger=RenewableElectricity,ElecReplFuel='Pick Lists'!$B$52,OR(Ren2EnterDefault='Pick Lists'!$B$282,Ren2EnterDefault2='Pick Lists'!$B$288)),Calculations!P496,0)","v":0},{"$f":"IF(AND(Section2Trigger=FuelSwitching,FSEnterDefault2='Pick Lists'!$B$265),Calculations!N635,0)","v":0},{"$f":"IF(AND(Section2Trigger=FuelSwitching,OR(FSEnterDefault='Pick Lists'!$B$282,FSEnterDefault2='Pick Lists'!$B$288)),Calculations!N635,0)","v":0},0,{"$f":"IF(AND(Section2Trigger=EnergyEfficiency,OR(EEEnterDefault='Pick Lists'!$B$283,EEEnterDefault2='Pick Lists'!$B$289)),Calculations!P837,0)","v":0},0,null,null,null,null,null,null,null,null,null,null,null,null,null,null,null,null,null,null,null,null,{"$f":"AND(ISNUMBER(B465),B465>=AdoptionYear,B465<=YearImpact)","v":false}]
[null,2044,0,0,0,{"$f":"IF(AND(Section2Trigger=RenewableElectricity,ElecReplFuel='Pick Lists'!$B$52,OR(Ren2EnterDefault='Pick Lists'!$B$282,Ren2EnterDefault2='Pick Lists'!$B$288)),Calculations!P497,0)","v":0},{"$f":"IF(AND(Section2Trigger=FuelSwitching,FSEnterDefault2='Pick Lists'!$B$265),Calculations!N636,0)","v":0},{"$f":"IF(AND(Section2Trigger=FuelSwitching,OR(FSEnterDefault='Pick Lists'!$B$282,FSEnterDefault2='Pick Lists'!$B$288)),Calculations!N636,0)","v":0},0,{"$f":"IF(AND(Section2Trigger=EnergyEfficiency,OR(EEEnterDefault='Pick Lists'!$B$283,EEEnterDefault2='Pick Lists'!$B$289)),Calculations!P838,0)","v":0},0,null,null,null,null,null,null,null,null,null,null,null,null,null,null,null,null,null,null,null,null,{"$f":"AND(ISNUMBER(B466),B466>=AdoptionYear,B466<=YearImpact)","v":false}]
[null,2045,0,0,0,{"$f":"IF(AND(Section2Trigger=RenewableElectricity,ElecReplFuel='Pick Lists'!$B$52,OR(Ren2EnterDefault='Pick Lists'!$B$282,Ren2EnterDefault2='Pick Lists'!$B$288)),Calculations!P498,0)","v":0},{"$f":"IF(AND(Section2Trigger=FuelSwitching,FSEnterDefault2='Pick Lists'!$B$265),Calculations!N637,0)","v":0},{"$f":"IF(AND(Section2Trigger=FuelSwitching,OR(FSEnterDefault='Pick Lists'!$B$282,FSEnterDefault2='Pick Lists'!$B$288)),Calculations!N637,0)","v":0},0,{"$f":"IF(AND(Section2Trigger=EnergyEfficiency,OR(EEEnterDefault='Pick Lists'!$B$283,EEEnterDefault2='Pick Lists'!$B$289)),Calculations!P839,0)","v":0},0,null,null,null,null,null,null,null,null,null,null,null,null,null,null,null,null,null,null,null,null,{"$f":"AND(ISNUMBER(B467),B467>=AdoptionYear,B467<=YearImpact)","v":false}]
[null,2046,0,0,0,{"$f":"IF(AND(Section2Trigger=RenewableElectricity,ElecReplFuel='Pick Lists'!$B$52,OR(Ren2EnterDefault='Pick Lists'!$B$282,Ren2EnterDefault2='Pick Lists'!$B$288)),Calculations!P499,0)","v":0},{"$f":"IF(AND(Section2Trigger=FuelSwitching,FSEnterDefault2='Pick Lists'!$B$265),Calculations!N638,0)","v":0},{"$f":"IF(AND(Section2Trigger=FuelSwitching,OR(FSEnterDefault='Pick Lists'!$B$282,FSEnterDefault2='Pick Lists'!$B$288)),Calculations!N638,0)","v":0},0,{"$f":"IF(AND(Section2Trigger=EnergyEfficiency,OR(EEEnterDefault='Pick Lists'!$B$283,EEEnterDefault2='Pick Lists'!$B$289)),Calculations!P840,0)","v":0},0,null,null,null,null,null,null,null,null,null,null,null,null,null,null,null,null,null,null,null,null,{"$f":"AND(ISNUMBER(B468),B468>=AdoptionYear,B468<=YearImpact)","v":false}]
[null,2047,0,0,0,{"$f":"IF(AND(Section2Trigger=RenewableElectricity,ElecReplFuel='Pick Lists'!$B$52,OR(Ren2EnterDefault='Pick Lists'!$B$282,Ren2EnterDefault2='Pick Lists'!$B$288)),Calculations!P500,0)","v":0},{"$f":"IF(AND(Section2Trigger=FuelSwitching,FSEnterDefault2='Pick Lists'!$B$265),Calculations!N639,0)","v":0},{"$f":"IF(AND(Section2Trigger=FuelSwitching,OR(FSEnterDefault='Pick Lists'!$B$282,FSEnterDefault2='Pick Lists'!$B$288)),Calculations!N639,0)","v":0},0,{"$f":"IF(AND(Section2Trigger=EnergyEfficiency,OR(EEEnterDefault='Pick Lists'!$B$283,EEEnterDefault2='Pick Lists'!$B$289)),Calculations!P841,0)","v":0},0,null,null,null,null,null,null,null,null,null,null,null,null,null,null,null,null,null,null,null,null,{"$f":"AND(ISNUMBER(B469),B469>=AdoptionYear,B469<=YearImpact)","v":false}]
[null,2048,0,0,0,{"$f":"IF(AND(Section2Trigger=RenewableElectricity,ElecReplFuel='Pick Lists'!$B$52,OR(Ren2EnterDefault='Pick Lists'!$B$282,Ren2EnterDefault2='Pick Lists'!$B$288)),Calculations!P501,0)","v":0},{"$f":"IF(AND(Section2Trigger=FuelSwitching,FSEnterDefault2='Pick Lists'!$B$265),Calculations!N640,0)","v":0},{"$f":"IF(AND(Section2Trigger=FuelSwitching,OR(FSEnterDefault='Pick Lists'!$B$282,FSEnterDefault2='Pick Lists'!$B$288)),Calculations!N640,0)","v":0},0,{"$f":"IF(AND(Section2Trigger=EnergyEfficiency,OR(EEEnterDefault='Pick Lists'!$B$283,EEEnterDefault2='Pick Lists'!$B$289)),Calculations!P842,0)","v":0},{"$f":"SUM(C470:J470)","v":0},null,null,null,null,null,null,null,null,null,null,null,null,null,null,null,null,null,null,null,null,{"$f":"AND(ISNUMBER(B470),B470>=AdoptionYear,B470<=YearImpact)","v":false}]
[null,2049,0,0,0,{"$f":"IF(AND(Section2Trigger=RenewableElectricity,ElecReplFuel='Pick Lists'!$B$52,OR(Ren2EnterDefault='Pick Lists'!$B$282,Ren2EnterDefault2='Pick Lists'!$B$288)),Calculations!P502,0)","v":0},{"$f":"IF(AND(Section2Trigger=FuelSwitching,FSEnterDefault2='Pick Lists'!$B$265),Calculations!N641,0)","v":0},{"$f":"IF(AND(Section2Trigger=FuelSwitching,OR(FSEnterDefault='Pick Lists'!$B$282,FSEnterDefault2='Pick Lists'!$B$288)),Calculations!N641,0)","v":0},0,{"$f":"IF(AND(Section2Trigger=EnergyEfficiency,OR(EEEnterDefault='Pick Lists'!$B$283,EEEnterDefault2='Pick Lists'!$B$289)),Calculations!P843,0)","v":0},0,null,null,null,null,null,null,null,null,null,null,null,null,null,null,null,null,null,null,null,null,{"$f":"AND(ISNUMBER(B471),B471>=AdoptionYear,B471<=YearImpact)","v":false}]
[null,2050,0,0,0,{"$f":"IF(AND(Section2Trigger=RenewableElectricity,ElecReplFuel='Pick Lists'!$B$52,OR(Ren2EnterDefault='Pick Lists'!$B$282,Ren2EnterDefault2='Pick Lists'!$B$288)),Calculations!P503,0)","v":0},{"$f":"IF(AND(Section2Trigger=FuelSwitching,FSEnterDefault2='Pick Lists'!$B$265),Calculations!N642,0)","v":0},{"$f":"IF(AND(Section2Trigger=FuelSwitching,OR(FSEnterDefault='Pick Lists'!$B$282,FSEnterDefault2='Pick Lists'!$B$288)),Calculations!N642,0)","v":0},0,{"$f":"IF(AND(Section2Trigger=EnergyEfficiency,OR(EEEnterDefault='Pick Lists'!$B$283,EEEnterDefault2='Pick Lists'!$B$289)),Calculations!P844,0)","v":0},0,null,null,null,null,null,null,null,null,null,null,null,null,null,null,null,null,null,null,null,null,{"$f":"AND(ISNUMBER(B472),B472>=AdoptionYear,B472<=YearImpact)","v":false}]
[null,2051,0,0,0,{"$f":"IF(AND(Section2Trigger=RenewableElectricity,ElecReplFuel='Pick Lists'!$B$52,OR(Ren2EnterDefault='Pick Lists'!$B$282,Ren2EnterDefault2='Pick Lists'!$B$288)),Calculations!P504,0)","v":0},{"$f":"IF(AND(Section2Trigger=FuelSwitching,FSEnterDefault2='Pick Lists'!$B$265),Calculations!N643,0)","v":0},{"$f":"IF(AND(Section2Trigger=FuelSwitching,OR(FSEnterDefault='Pick Lists'!$B$282,FSEnterDefault2='Pick Lists'!$B$288)),Calculations!N643,0)","v":0},0,{"$f":"IF(AND(Section2Trigger=EnergyEfficiency,OR(EEEnterDefault='Pick Lists'!$B$283,EEEnterDefault2='Pick Lists'!$B$289)),Calculations!P845,0)","v":0},0,null,null,null,null,null,null,null,null,null,null,null,null,null,null,null,null,null,null,null,null,{"$f":"AND(ISNUMBER(B473),B473>=AdoptionYear,B473<=YearImpact)","v":false}]
[null,2052,0,0,0,{"$f":"IF(AND(Section2Trigger=RenewableElectricity,ElecReplFuel='Pick Lists'!$B$52,OR(Ren2EnterDefault='Pick Lists'!$B$282,Ren2EnterDefault2='Pick Lists'!$B$288)),Calculations!P505,0)","v":0},{"$f":"IF(AND(Section2Trigger=FuelSwitching,FSEnterDefault2='Pick Lists'!$B$265),Calculations!N644,0)","v":0},{"$f":"IF(AND(Section2Trigger=FuelSwitching,OR(FSEnterDefault='Pick Lists'!$B$282,FSEnterDefault2='Pick Lists'!$B$288)),Calculations!N644,0)","v":0},0,{"$f":"IF(AND(Section2Trigger=EnergyEfficiency,OR(EEEnterDefault='Pick Lists'!$B$283,EEEnterDefault2='Pick Lists'!$B$289)),Calculations!P846,0)","v":0},0,null,null,null,null,null,null,null,null,null,null,null,null,null,null,null,null,null,null,null,null,{"$f":"AND(ISNUMBER(B474),B474>=AdoptionYear,B474<=YearImpact)","v":false}]
[null,2053,0,0,0,{"$f":"IF(AND(Section2Trigger=RenewableElectricity,ElecReplFuel='Pick Lists'!$B$52,OR(Ren2EnterDefault='Pick Lists'!$B$282,Ren2EnterDefault2='Pick Lists'!$B$288)),Calculations!P506,0)","v":0},{"$f":"IF(AND(Section2Trigger=FuelSwitching,FSEnterDefault2='Pick Lists'!$B$265),Calculations!N645,0)","v":0},{"$f":"IF(AND(Section2Trigger=FuelSwitching,OR(FSEnterDefault='Pick Lists'!$B$282,FSEnterDefault2='Pick Lists'!$B$288)),Calculations!N645,0)","v":0},0,{"$f":"IF(AND(Section2Trigger=EnergyEfficiency,OR(EEEnterDefault='Pick Lists'!$B$283,EEEnterDefault2='Pick Lists'!$B$289)),Calculations!P847,0)","v":0},0,null,null,null,null,null,null,null,null,null,null,null,null,null,null,null,null,null,null,null,null,{"$f":"AND(ISNUMBER(B475),B475>=AdoptionYear,B475<=YearImpact)","v":false}]
[null,2054,0,0,0,{"$f":"IF(AND(Section2Trigger=RenewableElectricity,ElecReplFuel='Pick Lists'!$B$52,OR(Ren2EnterDefault='Pick Lists'!$B$282,Ren2EnterDefault2='Pick Lists'!$B$288)),Calculations!P507,0)","v":0},{"$f":"IF(AND(Section2Trigger=FuelSwitching,FSEnterDefault2='Pick Lists'!$B$265),Calculations!N646,0)","v":0},{"$f":"IF(AND(Section2Trigger=FuelSwitching,OR(FSEnterDefault='Pick Lists'!$B$282,FSEnterDefault2='Pick Lists'!$B$288)),Calculations!N646,0)","v":0},0,{"$f":"IF(AND(Section2Trigger=EnergyEfficiency,OR(EEEnterDefault='Pick Lists'!$B$283,EEEnterDefault2='Pick Lists'!$B$289)),Calculations!P848,0)","v":0},0,null,null,null,null,null,null,null,null,null,null,null,null,null,null,null,null,null,null,null,null,{"$f":"AND(ISNUMBER(B476),B476>=AdoptionYear,B476<=YearImpact)","v":false}]
[null,2055,0,0,0,{"$f":"IF(AND(Section2Trigger=RenewableElectricity,ElecReplFuel='Pick Lists'!$B$52,OR(Ren2EnterDefault='Pick Lists'!$B$282,Ren2EnterDefault2='Pick Lists'!$B$288)),Calculations!P508,0)","v":0},{"$f":"IF(AND(Section2Trigger=FuelSwitching,FSEnterDefault2='Pick Lists'!$B$265),Calculations!N647,0)","v":0},{"$f":"IF(AND(Section2Trigger=FuelSwitching,OR(FSEnterDefault='Pick Lists'!$B$282,FSEnterDefault2='Pick Lists'!$B$288)),Calculations!N647,0)","v":0},0,{"$f":"IF(AND(Section2Trigger=EnergyEfficiency,OR(EEEnterDefault='Pick Lists'!$B$283,EEEnterDefault2='Pick Lists'!$B$289)),Calculations!P849,0)","v":0},0,null,null,null,null,null,null,null,null,null,null,null,null,null,null,null,null,null,null,null,null,{"$f":"AND(ISNUMBER(B477),B477>=AdoptionYear,B477<=YearImpact)","v":false}]
[null,2056,0,0,0,{"$f":"IF(AND(Section2Trigger=RenewableElectricity,ElecReplFuel='Pick Lists'!$B$52,OR(Ren2EnterDefault='Pick Lists'!$B$282,Ren2EnterDefault2='Pick Lists'!$B$288)),Calculations!P509,0)","v":0},{"$f":"IF(AND(Section2Trigger=FuelSwitching,FSEnterDefault2='Pick Lists'!$B$265),Calculations!N648,0)","v":0},{"$f":"IF(AND(Section2Trigger=FuelSwitching,OR(FSEnterDefault='Pick Lists'!$B$282,FSEnterDefault2='Pick Lists'!$B$288)),Calculations!N648,0)","v":0},0,{"$f":"IF(AND(Section2Trigger=EnergyEfficiency,OR(EEEnterDefault='Pick Lists'!$B$283,EEEnterDefault2='Pick Lists'!$B$289)),Calculations!P850,0)","v":0},0,null,null,null,null,null,null,null,null,null,null,null,null,null,null,null,null,null,null,null,null,{"$f":"AND(ISNUMBER(B478),B478>=AdoptionYear,B478<=YearImpact)","v":false}]
[null,2057,0,0,0,{"$f":"IF(AND(Section2Trigger=RenewableElectricity,ElecReplFuel='Pick Lists'!$B$52,OR(Ren2EnterDefault='Pick Lists'!$B$282,Ren2EnterDefault2='Pick Lists'!$B$288)),Calculations!P510,0)","v":0},{"$f":"IF(AND(Section2Trigger=FuelSwitching,FSEnterDefault2='Pick Lists'!$B$265),Calculations!N649,0)","v":0},{"$f":"IF(AND(Section2Trigger=FuelSwitching,OR(FSEnterDefault='Pick Lists'!$B$282,FSEnterDefault2='Pick Lists'!$B$288)),Calculations!N649,0)","v":0},0,{"$f":"IF(AND(Section2Trigger=EnergyEfficiency,OR(EEEnterDefault='Pick Lists'!$B$283,EEEnterDefault2='Pick Lists'!$B$289)),Calculations!P851,0)","v":0},0,null,null,null,null,null,null,null,null,null,null,null,null,null,null,null,null,null,null,null,null,{"$f":"AND(ISNUMBER(B479),B479>=AdoptionYear,B479<=YearImpact)","v":false}]
[null,2058,0,0,0,{"$f":"IF(AND(Section2Trigger=RenewableElectricity,ElecReplFuel='Pick Lists'!$B$52,OR(Ren2EnterDefault='Pick Lists'!$B$282,Ren2EnterDefault2='Pick Lists'!$B$288)),Calculations!P511,0)","v":0},{"$f":"IF(AND(Section2Trigger=FuelSwitching,FSEnterDefault2='Pick Lists'!$B$265),Calculations!N650,0)","v":0},{"$f":"IF(AND(Section2Trigger=FuelSwitching,OR(FSEnterDefault='Pick Lists'!$B$282,FSEnterDefault2='Pick Lists'!$B$288)),Calculations!N650,0)","v":0},0,{"$f":"IF(AND(Section2Trigger=EnergyEfficiency,OR(EEEnterDefault='Pick Lists'!$B$283,EEEnterDefault2='Pick Lists'!$B$289)),Calculations!P852,0)","v":0},0,null,null,null,null,null,null,null,null,null,null,null,null,null,null,null,null,null,null,null,null,{"$f":"AND(ISNUMBER(B480),B480>=AdoptionYear,B480<=YearImpact)","v":false}]
[null,2059,0,0,0,{"$f":"IF(AND(Section2Trigger=RenewableElectricity,ElecReplFuel='Pick Lists'!$B$52,OR(Ren2EnterDefault='Pick Lists'!$B$282,Ren2EnterDefault2='Pick Lists'!$B$288)),Calculations!P512,0)","v":0},{"$f":"IF(AND(Section2Trigger=FuelSwitching,FSEnterDefault2='Pick Lists'!$B$265),Calculations!N651,0)","v":0},{"$f":"IF(AND(Section2Trigger=FuelSwitching,OR(FSEnterDefault='Pick Lists'!$B$282,FSEnterDefault2='Pick Lists'!$B$288)),Calculations!N651,0)","v":0},0,{"$f":"IF(AND(Section2Trigger=EnergyEfficiency,OR(EEEnterDefault='Pick Lists'!$B$283,EEEnterDefault2='Pick Lists'!$B$289)),Calculations!P853,0)","v":0},0,null,null,null,null,null,null,null,null,null,null,null,null,null,null,null,null,null,null,null,null,{"$f":"AND(ISNUMBER(B481),B481>=AdoptionYear,B481<=YearImpact)","v":false}]
[null,2060,0,0,0,{"$f":"IF(AND(Section2Trigger=RenewableElectricity,ElecReplFuel='Pick Lists'!$B$52,OR(Ren2EnterDefault='Pick Lists'!$B$282,Ren2EnterDefault2='Pick Lists'!$B$288)),Calculations!P513,0)","v":0},{"$f":"IF(AND(Section2Trigger=FuelSwitching,FSEnterDefault2='Pick Lists'!$B$265),Calculations!N652,0)","v":0},{"$f":"IF(AND(Section2Trigger=FuelSwitching,OR(FSEnterDefault='Pick Lists'!$B$282,FSEnterDefault2='Pick Lists'!$B$288)),Calculations!N652,0)","v":0},0,{"$f":"IF(AND(Section2Trigger=EnergyEfficiency,OR(EEEnterDefault='Pick Lists'!$B$283,EEEnterDefault2='Pick Lists'!$B$289)),Calculations!P854,0)","v":0},0,null,null,null,null,null,null,null,null,null,null,null,null,null,null,null,null,null,null,null,null,{"$f":"AND(ISNUMBER(B482),B482>=AdoptionYear,B482<=YearImpact)","v":false}]
[null,2061,0,0,0,{"$f":"IF(AND(Section2Trigger=RenewableElectricity,ElecReplFuel='Pick Lists'!$B$52,OR(Ren2EnterDefault='Pick Lists'!$B$282,Ren2EnterDefault2='Pick Lists'!$B$288)),Calculations!P514,0)","v":0},{"$f":"IF(AND(Section2Trigger=FuelSwitching,FSEnterDefault2='Pick Lists'!$B$265),Calculations!N653,0)","v":0},{"$f":"IF(AND(Section2Trigger=FuelSwitching,OR(FSEnterDefault='Pick Lists'!$B$282,FSEnterDefault2='Pick Lists'!$B$288)),Calculations!N653,0)","v":0},0,{"$f":"IF(AND(Section2Trigger=EnergyEfficiency,OR(EEEnterDefault='Pick Lists'!$B$283,EEEnterDefault2='Pick Lists'!$B$289)),Calculations!P855,0)","v":0},0,null,null,null,null,null,null,null,null,null,null,null,null,null,null,null,null,null,null,null,null,{"$f":"AND(ISNUMBER(B483),B483>=AdoptionYear,B483<=YearImpact)","v":false}]
[null,2062,0,0,0,{"$f":"IF(AND(Section2Trigger=RenewableElectricity,ElecReplFuel='Pick Lists'!$B$52,OR(Ren2EnterDefault='Pick Lists'!$B$282,Ren2EnterDefault2='Pick Lists'!$B$288)),Calculations!P515,0)","v":0},{"$f":"IF(AND(Section2Trigger=FuelSwitching,FSEnterDefault2='Pick Lists'!$B$265),Calculations!N654,0)","v":0},{"$f":"IF(AND(Section2Trigger=FuelSwitching,OR(FSEnterDefault='Pick Lists'!$B$282,FSEnterDefault2='Pick Lists'!$B$288)),Calculations!N654,0)","v":0},0,{"$f":"IF(AND(Section2Trigger=EnergyEfficiency,OR(EEEnterDefault='Pick Lists'!$B$283,EEEnterDefault2='Pick Lists'!$B$289)),Calculations!P856,0)","v":0},0,null,null,null,null,null,null,null,null,null,null,null,null,null,null,null,null,null,null,null,null,{"$f":"AND(ISNUMBER(B484),B484>=AdoptionYear,B484<=YearImpact)","v":false}]
[null,2063,0,0,0,{"$f":"IF(AND(Section2Trigger=RenewableElectricity,ElecReplFuel='Pick Lists'!$B$52,OR(Ren2EnterDefault='Pick Lists'!$B$282,Ren2EnterDefault2='Pick Lists'!$B$288)),Calculations!P516,0)","v":0},{"$f":"IF(AND(Section2Trigger=FuelSwitching,FSEnterDefault2='Pick Lists'!$B$265),Calculations!N655,0)","v":0},{"$f":"IF(AND(Section2Trigger=FuelSwitching,OR(FSEnterDefault='Pick Lists'!$B$282,FSEnterDefault2='Pick Lists'!$B$288)),Calculations!N655,0)","v":0},0,{"$f":"IF(AND(Section2Trigger=EnergyEfficiency,OR(EEEnterDefault='Pick Lists'!$B$283,EEEnterDefault2='Pick Lists'!$B$289)),Calculations!P857,0)","v":0},0,null,null,null,null,null,null,null,null,null,null,null,null,null,null,null,null,null,null,null,null,{"$f":"AND(ISNUMBER(B485),B485>=AdoptionYear,B485<=YearImpact)","v":false}]
[null,2064,0,0,0,{"$f":"IF(AND(Section2Trigger=RenewableElectricity,ElecReplFuel='Pick Lists'!$B$52,OR(Ren2EnterDefault='Pick Lists'!$B$282,Ren2EnterDefault2='Pick Lists'!$B$288)),Calculations!P517,0)","v":0},{"$f":"IF(AND(Section2Trigger=FuelSwitching,FSEnterDefault2='Pick Lists'!$B$265),Calculations!N656,0)","v":0},{"$f":"IF(AND(Section2Trigger=FuelSwitching,OR(FSEnterDefault='Pick Lists'!$B$282,FSEnterDefault2='Pick Lists'!$B$288)),Calculations!N656,0)","v":0},0,{"$f":"IF(AND(Section2Trigger=EnergyEfficiency,OR(EEEnterDefault='Pick Lists'!$B$283,EEEnterDefault2='Pick Lists'!$B$289)),Calculations!P858,0)","v":0},0,null,null,null,null,null,null,null,null,null,null,null,null,null,null,null,null,null,null,null,null,{"$f":"AND(ISNUMBER(B486),B486>=AdoptionYear,B486<=YearImpact)","v":false}]
[null,2065,0,0,0,{"$f":"IF(AND(Section2Trigger=RenewableElectricity,ElecReplFuel='Pick Lists'!$B$52,OR(Ren2EnterDefault='Pick Lists'!$B$282,Ren2EnterDefault2='Pick Lists'!$B$288)),Calculations!P518,0)","v":0},{"$f":"IF(AND(Section2Trigger=FuelSwitching,FSEnterDefault2='Pick Lists'!$B$265),Calculations!N657,0)","v":0},{"$f":"IF(AND(Section2Trigger=FuelSwitching,OR(FSEnterDefault='Pick Lists'!$B$282,FSEnterDefault2='Pick Lists'!$B$288)),Calculations!N657,0)","v":0},0,{"$f":"IF(AND(Section2Trigger=EnergyEfficiency,OR(EEEnterDefault='Pick Lists'!$B$283,EEEnterDefault2='Pick Lists'!$B$289)),Calculations!P859,0)","v":0},0,null,null,null,null,null,null,null,null,null,null,null,null,null,null,null,null,null,null,null,null,{"$f":"AND(ISNUMBER(B487),B487>=AdoptionYear,B487<=YearImpact)","v":false}]
[null,2066,0,0,0,{"$f":"IF(AND(Section2Trigger=RenewableElectricity,ElecReplFuel='Pick Lists'!$B$52,OR(Ren2EnterDefault='Pick Lists'!$B$282,Ren2EnterDefault2='Pick Lists'!$B$288)),Calculations!P519,0)","v":0},{"$f":"IF(AND(Section2Trigger=FuelSwitching,FSEnterDefault2='Pick Lists'!$B$265),Calculations!N658,0)","v":0},{"$f":"IF(AND(Section2Trigger=FuelSwitching,OR(FSEnterDefault='Pick Lists'!$B$282,FSEnterDefault2='Pick Lists'!$B$288)),Calculations!N658,0)","v":0},0,{"$f":"IF(AND(Section2Trigger=EnergyEfficiency,OR(EEEnterDefault='Pick Lists'!$B$283,EEEnterDefault2='Pick Lists'!$B$289)),Calculations!P860,0)","v":0},0,null,null,null,null,null,null,null,null,null,null,null,null,null,null,null,null,null,null,null,null,{"$f":"AND(ISNUMBER(B488),B488>=AdoptionYear,B488<=YearImpact)","v":false}]
[null,2067,0,0,0,{"$f":"IF(AND(Section2Trigger=RenewableElectricity,ElecReplFuel='Pick Lists'!$B$52,OR(Ren2EnterDefault='Pick Lists'!$B$282,Ren2EnterDefault2='Pick Lists'!$B$288)),Calculations!P520,0)","v":0},{"$f":"IF(AND(Section2Trigger=FuelSwitching,FSEnterDefault2='Pick Lists'!$B$265),Calculations!N659,0)","v":0},{"$f":"IF(AND(Section2Trigger=FuelSwitching,OR(FSEnterDefault='Pick Lists'!$B$282,FSEnterDefault2='Pick Lists'!$B$288)),Calculations!N659,0)","v":0},0,{"$f":"IF(AND(Section2Trigger=EnergyEfficiency,OR(EEEnterDefault='Pick Lists'!$B$283,EEEnterDefault2='Pick Lists'!$B$289)),Calculations!P861,0)","v":0},0,null,null,null,null,null,null,null,null,null,null,null,null,null,null,null,null,null,null,null,null,{"$f":"AND(ISNUMBER(B489),B489>=AdoptionYear,B489<=YearImpact)","v":false}]
[null,2068,0,0,0,{"$f":"IF(AND(Section2Trigger=RenewableElectricity,ElecReplFuel='Pick Lists'!$B$52,OR(Ren2EnterDefault='Pick Lists'!$B$282,Ren2EnterDefault2='Pick Lists'!$B$288)),Calculations!P521,0)","v":0},{"$f":"IF(AND(Section2Trigger=FuelSwitching,FSEnterDefault2='Pick Lists'!$B$265),Calculations!N660,0)","v":0},{"$f":"IF(AND(Section2Trigger=FuelSwitching,OR(FSEnterDefault='Pick Lists'!$B$282,FSEnterDefault2='Pick Lists'!$B$288)),Calculations!N660,0)","v":0},0,{"$f":"IF(AND(Section2Trigger=EnergyEfficiency,OR(EEEnterDefault='Pick Lists'!$B$283,EEEnterDefault2='Pick Lists'!$B$289)),Calculations!P862,0)","v":0},0,null,null,null,null,null,null,null,null,null,null,null,null,null,null,null,null,null,null,null,null,{"$f":"AND(ISNUMBER(B490),B490>=AdoptionYear,B490<=YearImpact)","v":false}]
[null,2069,0,0,0,{"$f":"IF(AND(Section2Trigger=RenewableElectricity,ElecReplFuel='Pick Lists'!$B$52,OR(Ren2EnterDefault='Pick Lists'!$B$282,Ren2EnterDefault2='Pick Lists'!$B$288)),Calculations!P522,0)","v":0},{"$f":"IF(AND(Section2Trigger=FuelSwitching,FSEnterDefault2='Pick Lists'!$B$265),Calculations!N661,0)","v":0},{"$f":"IF(AND(Section2Trigger=FuelSwitching,OR(FSEnterDefault='Pick Lists'!$B$282,FSEnterDefault2='Pick Lists'!$B$288)),Calculations!N661,0)","v":0},0,{"$f":"IF(AND(Section2Trigger=EnergyEfficiency,OR(EEEnterDefault='Pick Lists'!$B$283,EEEnterDefault2='Pick Lists'!$B$289)),Calculations!P863,0)","v":0},0,null,null,null,null,null,null,null,null,null,null,null,null,null,null,null,null,null,null,null,null,{"$f":"AND(ISNUMBER(B491),B491>=AdoptionYear,B491<=YearImpact)","v":false}]
[null,2070,0,0,0,{"$f":"IF(AND(Section2Trigger=RenewableElectricity,ElecReplFuel='Pick Lists'!$B$52,OR(Ren2EnterDefault='Pick Lists'!$B$282,Ren2EnterDefault2='Pick Lists'!$B$288)),Calculations!P523,0)","v":0},{"$f":"IF(AND(Section2Trigger=FuelSwitching,FSEnterDefault2='Pick Lists'!$B$265),Calculations!N662,0)","v":0},{"$f":"IF(AND(Section2Trigger=FuelSwitching,OR(FSEnterDefault='Pick Lists'!$B$282,FSEnterDefault2='Pick Lists'!$B$288)),Calculations!N662,0)","v":0},0,{"$f":"IF(AND(Section2Trigger=EnergyEfficiency,OR(EEEnterDefault='Pick Lists'!$B$283,EEEnterDefault2='Pick Lists'!$B$289)),Calculations!P864,0)","v":0},0,null,null,null,null,null,null,null,null,null,null,null,null,null,null,null,null,null,null,null,null,{"$f":"AND(ISNUMBER(B492),B492>=AdoptionYear,B492<=YearImpact)","v":false}]
[null,null,null,null,null,null,null,null,null,null,null,null,null,null,null,null,null,null,null,null,null,null,null,null,null,null,null,null,null,null,null,{"$f":"AND(ISNUMBER(B493),B493>=AdoptionYear,B493<=YearImpact)","v":false}]
[null,"Results",null,null,null,null,null,null,null,null,null,null,null,null,null,null,null,null,null,null,null,null,null,null,null,null,null,null,null,null,null,{"$f":"AND(ISNUMBER(B494),B494>=AdoptionYear,B494<=YearImpact)","v":false}]
[null,null,"Ren Fuel",null,"Ren Elec",null,"Fuel Swit",null,"EE ","EE Energy",null,null,null,"Cumulative Graph2",null,null,null,null,null,null,null,null,null,null,null,null,null,null,null,null,null,{"$f":"AND(ISNUMBER(B495),B495>=AdoptionYear,B495<=YearImpact)","v":false}]
[null,null,"Enter","Project","Enter","Project","Enter","Project","Enter","Project","TOTAL","Cumulative",null,null,null,null,null,null,null,null,null,null,null,null,null,null,null,null,null,null,null,{"$f":"AND(ISNUMBER(B496),B496>=AdoptionYear,B496<=YearImpact)","v":false}]
[null,{"$f":"Start_Year","v":2010},{"$f":"IF(AND(Section2Trigger=RenewableElectricity,ElecReplFuel='Pick Lists'!$B$51,Ren1EnterDefault2='Pick Lists'!$B$265),Calculations!N464,0)","v":0},{"$f":"IF(AND(Section2Trigger=RenewableElectricity,ElecReplFuel='Pick Lists'!$B$51,OR(Ren1EnterDefault='Pick Lists'!$B$282,Ren1EnterDefault2='Pick Lists'!$B$288)),Calculations!N464,0)","v":0},{"$f":"IF(AND(Section2Trigger=RenewableElectricity,ElecReplFuel='Pick Lists'!$B$52,Ren2EnterDefault2='Pick Lists'!$B$265),Calculations!P528,0)","v":0},{"$f":"IF(AND(Section2Trigger=RenewableElectricity,ElecReplFuel='Pick Lists'!$B$52,OR(Ren2EnterDefault='Pick Lists'!$B$282,Ren2EnterDefault2='Pick Lists'!$B$288)),Calculations!P528,0)","v":0},{"$f":"IF(AND(Section2Trigger=FuelSwitching,FSEnterDefault2='Pick Lists'!$B$265),Calculations!N666,0)","v":0},{"$f":"IF(AND(Section2Trigger=FuelSwitching,OR(FSEnterDefault='Pick Lists'!$B$282,FSEnterDefault2='Pick Lists'!$B$288)),Calculations!N666,0)","v":0},{"$f":"IF(AND(Section2Trigger=EnergyEfficiency,EEEnterDefault2='Pick Lists'!$B$265),Calculations!P804,0)","v":0},{"$f":"IF(AND(Section2Trigger=EnergyEfficiency,OR(EEEnterDefault='Pick Lists'!B282,EEEnterDefault2='Pick Lists'!B288)),Calculations!R868,0)","v":0},{"$f":"SUM(C497:J497)","v":0},{"$f":"K497","v":0},null,0,{"$f":"K497","v":0},null,null,null,null,null,null,null,null,null,null,null,null,null,null,null,null,{"$f":"AND(ISNUMBER(B497),B497>=AdoptionYear,B497<=YearImpact)","v":false}]
[null,{"$f":"B497+1","v":2011},{"$f":"IF(AND(Section2Trigger=RenewableElectricity,ElecReplFuel='Pick Lists'!$B$51,Ren1EnterDefault2='Pick Lists'!$B$265),Calculations!N465,0)","v":0},{"$f":"IF(AND(Section2Trigger=RenewableElectricity,ElecReplFuel='Pick Lists'!$B$51,OR(Ren1EnterDefault='Pick Lists'!$B$282,Ren1EnterDefault2='Pick Lists'!$B$288)),Calculations!N465,0)","v":0},{"$f":"IF(AND(Section2Trigger=RenewableElectricity,ElecReplFuel='Pick Lists'!$B$52,Ren2EnterDefault2='Pick Lists'!$B$265),Calculations!P529,0)","v":0},{"$f":"IF(AND(Section2Trigger=RenewableElectricity,ElecReplFuel='Pick Lists'!$B$52,OR(Ren2EnterDefault='Pick Lists'!$B$282,Ren2EnterDefault2='Pick Lists'!$B$288)),Calculations!P529,0)","v":0},{"$f":"IF(AND(Section2Trigger=FuelSwitching,FSEnterDefault2='Pick Lists'!$B$265),Calculations!N667,0)","v":0},{"$f":"IF(AND(Section2Trigger=FuelSwitching,OR(FSEnterDefault='Pick Lists'!$B$282,FSEnterDefault2='Pick Lists'!$B$288)),Calculations!N667,0)","v":0},{"$f":"IF(AND(Section2Trigger=EnergyEfficiency,EEEnterDefault2='Pick Lists'!$B$265),Calculations!P805,0)","v":0},{"$f":"IF(AND(Section2Trigger=EnergyEfficiency,OR(EEEnterDefault='Pick Lists'!$B$283,EEEnterDefault2='Pick Lists'!$B$289)),Calculations!R869,0)","v":0},{"$f":"SUM(C498:J498)","v":0},{"$f":"K498+L497","v":0},null,{"$f":"L497","v":0},{"$f":"K498","v":0},null,null,null,null,null,null,null,null,null,null,null,null,null,null,null,null,{"$f":"AND(ISNUMBER(B498),B498>=AdoptionYear,B498<=YearImpact)","v":false}]
[null,{"$f":"B498+1","v":2012},{"$f":"IF(AND(Section2Trigger=RenewableElectricity,ElecReplFuel='Pick Lists'!$B$51,Ren1EnterDefault2='Pick Lists'!$B$265),Calculations!N466,0)","v":0},{"$f":"IF(AND(Section2Trigger=RenewableElectricity,ElecReplFuel='Pick Lists'!$B$51,OR(Ren1EnterDefault='Pick Lists'!$B$282,Ren1EnterDefault2='Pick Lists'!$B$288)),Calculations!N466,0)","v":0},{"$f":"IF(AND(Section2Trigger=RenewableElectricity,ElecReplFuel='Pick Lists'!$B$52,Ren2EnterDefault2='Pick Lists'!$B$265),Calculations!P530,0)","v":0},{"$f":"IF(AND(Section2Trigger=RenewableElectricity,ElecReplFuel='Pick Lists'!$B$52,OR(Ren2EnterDefault='Pick Lists'!$B$282,Ren2EnterDefault2='Pick Lists'!$B$288)),Calculations!P530,0)","v":0},{"$f":"IF(AND(Section2Trigger=FuelSwitching,FSEnterDefault2='Pick Lists'!$B$265),Calculations!N668,0)","v":0},{"$f":"IF(AND(Section2Trigger=FuelSwitching,OR(FSEnterDefault='Pick Lists'!$B$282,FSEnterDefault2='Pick Lists'!$B$288)),Calculations!N668,0)","v":0},{"$f":"IF(AND(Section2Trigger=EnergyEfficiency,EEEnterDefault2='Pick Lists'!$B$265),Calculations!P806,0)","v":0},{"$f":"IF(AND(Section2Trigger=EnergyEfficiency,OR(EEEnterDefault='Pick Lists'!$B$283,EEEnterDefault2='Pick Lists'!$B$289)),Calculations!R870,0)","v":0},0,{"$f":"K499+L498","v":0},null,{"$f":"L498","v":0},{"$f":"K499","v":0},null,null,null,null,null,null,null,null,null,null,null,null,null,null,null,null,{"$f":"AND(ISNUMBER(B499),B499>=AdoptionYear,B499<=YearImpact)","v":false}]
[null,2013,{"$f":"IF(AND(Section2Trigger=RenewableElectricity,ElecReplFuel='Pick Lists'!$B$51,Ren1EnterDefault2='Pick Lists'!$B$265),Calculations!N467,0)","v":0},{"$f":"IF(AND(Section2Trigger=RenewableElectricity,ElecReplFuel='Pick Lists'!$B$51,OR(Ren1EnterDefault='Pick Lists'!$B$282,Ren1EnterDefault2='Pick Lists'!$B$288)),Calculations!N467,0)","v":0},{"$f":"IF(AND(Section2Trigger=RenewableElectricity,ElecReplFuel='Pick Lists'!$B$52,Ren2EnterDefault2='Pick Lists'!$B$265),Calculations!P531,0)","v":0},{"$f":"IF(AND(Section2Trigger=RenewableElectricity,ElecReplFuel='Pick Lists'!$B$52,OR(Ren2EnterDefault='Pick Lists'!$B$282,Ren2EnterDefault2='Pick Lists'!$B$288)),Calculations!P531,0)","v":0},{"$f":"IF(AND(Section2Trigger=FuelSwitching,FSEnterDefault2='Pick Lists'!$B$265),Calculations!N669,0)","v":0},{"$f":"IF(AND(Section2Trigger=FuelSwitching,OR(FSEnterDefault='Pick Lists'!$B$282,FSEnterDefault2='Pick Lists'!$B$288)),Calculations!N669,0)","v":0},{"$f":"IF(AND(Section2Trigger=EnergyEfficiency,EEEnterDefault2='Pick Lists'!$B$265),Calculations!P807,0)","v":0},{"$f":"IF(AND(Section2Trigger=EnergyEfficiency,OR(EEEnterDefault='Pick Lists'!$B$283,EEEnterDefault2='Pick Lists'!$B$289)),Calculations!R871,0)","v":0},0,0,null,{"$f":"L499","v":0},{"$f":"K500","v":0},null,null,null,null,null,null,null,null,null,null,null,null,null,null,null,null,{"$f":"AND(ISNUMBER(B500),B500>=AdoptionYear,B500<=YearImpact)","v":false}]
[null,2014,{"$f":"IF(AND(Section2Trigger=RenewableElectricity,ElecReplFuel='Pick Lists'!$B$51,Ren1EnterDefault2='Pick Lists'!$B$265),Calculations!N468,0)","v":0},{"$f":"IF(AND(Section2Trigger=RenewableElectricity,ElecReplFuel='Pick Lists'!$B$51,OR(Ren1EnterDefault='Pick Lists'!$B$282,Ren1EnterDefault2='Pick Lists'!$B$288)),Calculations!N468,0)","v":0},{"$f":"IF(AND(Section2Trigger=RenewableElectricity,ElecReplFuel='Pick Lists'!$B$52,Ren2EnterDefault2='Pick Lists'!$B$265),Calculations!P532,0)","v":0},{"$f":"IF(AND(Section2Trigger=RenewableElectricity,ElecReplFuel='Pick Lists'!$B$52,OR(Ren2EnterDefault='Pick Lists'!$B$282,Ren2EnterDefault2='Pick Lists'!$B$288)),Calculations!P532,0)","v":0},{"$f":"IF(AND(Section2Trigger=FuelSwitching,FSEnterDefault2='Pick Lists'!$B$265),Calculations!N670,0)","v":0},{"$f":"IF(AND(Section2Trigger=FuelSwitching,OR(FSEnterDefault='Pick Lists'!$B$282,FSEnterDefault2='Pick Lists'!$B$288)),Calculations!N670,0)","v":0},{"$f":"IF(AND(Section2Trigger=EnergyEfficiency,EEEnterDefault2='Pick Lists'!$B$265),Calculations!P808,0)","v":0},{"$f":"IF(AND(Section2Trigger=EnergyEfficiency,OR(EEEnterDefault='Pick Lists'!$B$283,EEEnterDefault2='Pick Lists'!$B$289)),Calculations!R872,0)","v":0},0,0,null,0,0,null,null,null,null,null,null,null,null,null,null,null,null,null,null,null,null,{"$f":"AND(ISNUMBER(B501),B501>=AdoptionYear,B501<=YearImpact)","v":false}]
[null,2015,{"$f":"IF(AND(Section2Trigger=RenewableElectricity,ElecReplFuel='Pick Lists'!$B$51,Ren1EnterDefault2='Pick Lists'!$B$265),Calculations!N469,0)","v":0},{"$f":"IF(AND(Section2Trigger=RenewableElectricity,ElecReplFuel='Pick Lists'!$B$51,OR(Ren1EnterDefault='Pick Lists'!$B$282,Ren1EnterDefault2='Pick Lists'!$B$288)),Calculations!N469,0)","v":0},{"$f":"IF(AND(Section2Trigger=RenewableElectricity,ElecReplFuel='Pick Lists'!$B$52,Ren2EnterDefault2='Pick Lists'!$B$265),Calculations!P533,0)","v":0},{"$f":"IF(AND(Section2Trigger=RenewableElectricity,ElecReplFuel='Pick Lists'!$B$52,OR(Ren2EnterDefault='Pick Lists'!$B$282,Ren2EnterDefault2='Pick Lists'!$B$288)),Calculations!P533,0)","v":0},{"$f":"IF(AND(Section2Trigger=FuelSwitching,FSEnterDefault2='Pick Lists'!$B$265),Calculations!N671,0)","v":0},{"$f":"IF(AND(Section2Trigger=FuelSwitching,OR(FSEnterDefault='Pick Lists'!$B$282,FSEnterDefault2='Pick Lists'!$B$288)),Calculations!N671,0)","v":0},{"$f":"IF(AND(Section2Trigger=EnergyEfficiency,EEEnterDefault2='Pick Lists'!$B$265),Calculations!P809,0)","v":0},{"$f":"IF(AND(Section2Trigger=EnergyEfficiency,OR(EEEnterDefault='Pick Lists'!$B$283,EEEnterDefault2='Pick Lists'!$B$289)),Calculations!R873,0)","v":0},0,0,null,{"$f":"L501","v":0},{"$f":"K502","v":0},null,null,null,null,null,null,null,null,null,null,null,null,null,null,null,null,{"$f":"AND(ISNUMBER(B502),B502>=AdoptionYear,B502<=YearImpact)","v":false}]
[null,2016,{"$f":"IF(AND(Section2Trigger=RenewableElectricity,ElecReplFuel='Pick Lists'!$B$51,Ren1EnterDefault2='Pick Lists'!$B$265),Calculations!N470,0)","v":0},{"$f":"IF(AND(Section2Trigger=RenewableElectricity,ElecReplFuel='Pick Lists'!$B$51,OR(Ren1EnterDefault='Pick Lists'!$B$282,Ren1EnterDefault2='Pick Lists'!$B$288)),Calculations!N470,0)","v":0},{"$f":"IF(AND(Section2Trigger=RenewableElectricity,ElecReplFuel='Pick Lists'!$B$52,Ren2EnterDefault2='Pick Lists'!$B$265),Calculations!P534,0)","v":0},{"$f":"IF(AND(Section2Trigger=RenewableElectricity,ElecReplFuel='Pick Lists'!$B$52,OR(Ren2EnterDefault='Pick Lists'!$B$282,Ren2EnterDefault2='Pick Lists'!$B$288)),Calculations!P534,0)","v":0},{"$f":"IF(AND(Section2Trigger=FuelSwitching,FSEnterDefault2='Pick Lists'!$B$265),Calculations!N672,0)","v":0},{"$f":"IF(AND(Section2Trigger=FuelSwitching,OR(FSEnterDefault='Pick Lists'!$B$282,FSEnterDefault2='Pick Lists'!$B$288)),Calculations!N672,0)","v":0},{"$f":"IF(AND(Section2Trigger=EnergyEfficiency,EEEnterDefault2='Pick Lists'!$B$265),Calculations!P810,0)","v":0},{"$f":"IF(AND(Section2Trigger=EnergyEfficiency,OR(EEEnterDefault='Pick Lists'!$B$283,EEEnterDefault2='Pick Lists'!$B$289)),Calculations!R874,0)","v":0},0,0,null,0,0,null,null,null,null,null,null,null,null,null,null,null,null,null,null,null,null,{"$f":"AND(ISNUMBER(B503),B503>=AdoptionYear,B503<=YearImpact)","v":false}]
[null,2017,{"$f":"IF(AND(Section2Trigger=RenewableElectricity,ElecReplFuel='Pick Lists'!$B$51,Ren1EnterDefault2='Pick Lists'!$B$265),Calculations!N471,0)","v":0},{"$f":"IF(AND(Section2Trigger=RenewableElectricity,ElecReplFuel='Pick Lists'!$B$51,OR(Ren1EnterDefault='Pick Lists'!$B$282,Ren1EnterDefault2='Pick Lists'!$B$288)),Calculations!N471,0)","v":0},{"$f":"IF(AND(Section2Trigger=RenewableElectricity,ElecReplFuel='Pick Lists'!$B$52,Ren2EnterDefault2='Pick Lists'!$B$265),Calculations!P535,0)","v":0},{"$f":"IF(AND(Section2Trigger=RenewableElectricity,ElecReplFuel='Pick Lists'!$B$52,OR(Ren2EnterDefault='Pick Lists'!$B$282,Ren2EnterDefault2='Pick Lists'!$B$288)),Calculations!P535,0)","v":0},{"$f":"IF(AND(Section2Trigger=FuelSwitching,FSEnterDefault2='Pick Lists'!$B$265),Calculations!N673,0)","v":0},{"$f":"IF(AND(Section2Trigger=FuelSwitching,OR(FSEnterDefault='Pick Lists'!$B$282,FSEnterDefault2='Pick Lists'!$B$288)),Calculations!N673,0)","v":0},{"$f":"IF(AND(Section2Trigger=EnergyEfficiency,EEEnterDefault2='Pick Lists'!$B$265),Calculations!P811,0)","v":0},{"$f":"IF(AND(Section2Trigger=EnergyEfficiency,OR(EEEnterDefault='Pick Lists'!$B$283,EEEnterDefault2='Pick Lists'!$B$289)),Calculations!R875,0)","v":0},0,0,null,0,0,null,null,null,null,null,null,null,null,null,null,null,null,null,null,null,null,{"$f":"AND(ISNUMBER(B504),B504>=AdoptionYear,B504<=YearImpact)","v":false}]
[null,2018,{"$f":"IF(AND(Section2Trigger=RenewableElectricity,ElecReplFuel='Pick Lists'!$B$51,Ren1EnterDefault2='Pick Lists'!$B$265),Calculations!N472,0)","v":0},{"$f":"IF(AND(Section2Trigger=RenewableElectricity,ElecReplFuel='Pick Lists'!$B$51,OR(Ren1EnterDefault='Pick Lists'!$B$282,Ren1EnterDefault2='Pick Lists'!$B$288)),Calculations!N472,0)","v":0},{"$f":"IF(AND(Section2Trigger=RenewableElectricity,ElecReplFuel='Pick Lists'!$B$52,Ren2EnterDefault2='Pick Lists'!$B$265),Calculations!P536,0)","v":0},{"$f":"IF(AND(Section2Trigger=RenewableElectricity,ElecReplFuel='Pick Lists'!$B$52,OR(Ren2EnterDefault='Pick Lists'!$B$282,Ren2EnterDefault2='Pick Lists'!$B$288)),Calculations!P536,0)","v":0},{"$f":"IF(AND(Section2Trigger=FuelSwitching,FSEnterDefault2='Pick Lists'!$B$265),Calculations!N674,0)","v":0},{"$f":"IF(AND(Section2Trigger=FuelSwitching,OR(FSEnterDefault='Pick Lists'!$B$282,FSEnterDefault2='Pick Lists'!$B$288)),Calculations!N674,0)","v":0},{"$f":"IF(AND(Section2Trigger=EnergyEfficiency,EEEnterDefault2='Pick Lists'!$B$265),Calculations!P812,0)","v":0},{"$f":"IF(AND(Section2Trigger=EnergyEfficiency,OR(EEEnterDefault='Pick Lists'!$B$283,EEEnterDefault2='Pick Lists'!$B$289)),Calculations!R876,0)","v":0},0,0,null,0,0,null,null,null,null,null,null,null,null,null,null,null,null,null,null,null,null,{"$f":"AND(ISNUMBER(B505),B505>=AdoptionYear,B505<=YearImpact)","v":false}]
[null,2019,{"$f":"IF(AND(Section2Trigger=RenewableElectricity,ElecReplFuel='Pick Lists'!$B$51,Ren1EnterDefault2='Pick Lists'!$B$265),Calculations!N473,0)","v":0},{"$f":"IF(AND(Section2Trigger=RenewableElectricity,ElecReplFuel='Pick Lists'!$B$51,OR(Ren1EnterDefault='Pick Lists'!$B$282,Ren1EnterDefault2='Pick Lists'!$B$288)),Calculations!N473,0)","v":0},{"$f":"IF(AND(Section2Trigger=RenewableElectricity,ElecReplFuel='Pick Lists'!$B$52,Ren2EnterDefault2='Pick Lists'!$B$265),Calculations!P537,0)","v":0},{"$f":"IF(AND(Section2Trigger=RenewableElectricity,ElecReplFuel='Pick Lists'!$B$52,OR(Ren2EnterDefault='Pick Lists'!$B$282,Ren2EnterDefault2='Pick Lists'!$B$288)),Calculations!P537,0)","v":0},{"$f":"IF(AND(Section2Trigger=FuelSwitching,FSEnterDefault2='Pick Lists'!$B$265),Calculations!N675,0)","v":0},{"$f":"IF(AND(Section2Trigger=FuelSwitching,OR(FSEnterDefault='Pick Lists'!$B$282,FSEnterDefault2='Pick Lists'!$B$288)),Calculations!N675,0)","v":0},{"$f":"IF(AND(Section2Trigger=EnergyEfficiency,EEEnterDefault2='Pick Lists'!$B$265),Calculations!P813,0)","v":0},{"$f":"IF(AND(Section2Trigger=EnergyEfficiency,OR(EEEnterDefault='Pick Lists'!$B$283,EEEnterDefault2='Pick Lists'!$B$289)),Calculations!R877,0)","v":0},0,0,null,0,0,null,null,null,null,null,null,null,null,null,null,null,null,null,null,null,null,{"$f":"AND(ISNUMBER(B506),B506>=AdoptionYear,B506<=YearImpact)","v":false}]
[null,2020,{"$f":"IF(AND(Section2Trigger=RenewableElectricity,ElecReplFuel='Pick Lists'!$B$51,Ren1EnterDefault2='Pick Lists'!$B$265),Calculations!N474,0)","v":0},{"$f":"IF(AND(Section2Trigger=RenewableElectricity,ElecReplFuel='Pick Lists'!$B$51,OR(Ren1EnterDefault='Pick Lists'!$B$282,Ren1EnterDefault2='Pick Lists'!$B$288)),Calculations!N474,0)","v":0},{"$f":"IF(AND(Section2Trigger=RenewableElectricity,ElecReplFuel='Pick Lists'!$B$52,Ren2EnterDefault2='Pick Lists'!$B$265),Calculations!P538,0)","v":0},{"$f":"IF(AND(Section2Trigger=RenewableElectricity,ElecReplFuel='Pick Lists'!$B$52,OR(Ren2EnterDefault='Pick Lists'!$B$282,Ren2EnterDefault2='Pick Lists'!$B$288)),Calculations!P538,0)","v":0},{"$f":"IF(AND(Section2Trigger=FuelSwitching,FSEnterDefault2='Pick Lists'!$B$265),Calculations!N676,0)","v":0},{"$f":"IF(AND(Section2Trigger=FuelSwitching,OR(FSEnterDefault='Pick Lists'!$B$282,FSEnterDefault2='Pick Lists'!$B$288)),Calculations!N676,0)","v":0},{"$f":"IF(AND(Section2Trigger=EnergyEfficiency,EEEnterDefault2='Pick Lists'!$B$265),Calculations!P814,0)","v":0},{"$f":"IF(AND(Section2Trigger=EnergyEfficiency,OR(EEEnterDefault='Pick Lists'!$B$283,EEEnterDefault2='Pick Lists'!$B$289)),Calculations!R878,0)","v":0},0,0,null,0,0,null,null,null,null,null,null,null,null,null,null,null,null,null,null,null,null,{"$f":"AND(ISNUMBER(B507),B507>=AdoptionYear,B507<=YearImpact)","v":false}]
[null,2021,{"$f":"IF(AND(Section2Trigger=RenewableElectricity,ElecReplFuel='Pick Lists'!$B$51,Ren1EnterDefault2='Pick Lists'!$B$265),Calculations!N475,0)","v":0},{"$f":"IF(AND(Section2Trigger=RenewableElectricity,ElecReplFuel='Pick Lists'!$B$51,OR(Ren1EnterDefault='Pick Lists'!$B$282,Ren1EnterDefault2='Pick Lists'!$B$288)),Calculations!N475,0)","v":0},{"$f":"IF(AND(Section2Trigger=RenewableElectricity,ElecReplFuel='Pick Lists'!$B$52,Ren2EnterDefault2='Pick Lists'!$B$265),Calculations!P539,0)","v":0},{"$f":"IF(AND(Section2Trigger=RenewableElectricity,ElecReplFuel='Pick Lists'!$B$52,OR(Ren2EnterDefault='Pick Lists'!$B$282,Ren2EnterDefault2='Pick Lists'!$B$288)),Calculations!P539,0)","v":0},{"$f":"IF(AND(Section2Trigger=FuelSwitching,FSEnterDefault2='Pick Lists'!$B$265),Calculations!N677,0)","v":0},{"$f":"IF(AND(Section2Trigger=FuelSwitching,OR(FSEnterDefault='Pick Lists'!$B$282,FSEnterDefault2='Pick Lists'!$B$288)),Calculations!N677,0)","v":0},{"$f":"IF(AND(Section2Trigger=EnergyEfficiency,EEEnterDefault2='Pick Lists'!$B$265),Calculations!P815,0)","v":0},{"$f":"IF(AND(Section2Trigger=EnergyEfficiency,OR(EEEnterDefault='Pick Lists'!$B$283,EEEnterDefault2='Pick Lists'!$B$289)),Calculations!R879,0)","v":0},0,0,null,0,0,null,null,null,null,null,null,null,null,null,null,null,null,null,null,null,null,{"$f":"AND(ISNUMBER(B508),B508>=AdoptionYear,B508<=YearImpact)","v":false}]
[null,2022,{"$f":"IF(AND(Section2Trigger=RenewableElectricity,ElecReplFuel='Pick Lists'!$B$51,Ren1EnterDefault2='Pick Lists'!$B$265),Calculations!N476,0)","v":0},{"$f":"IF(AND(Section2Trigger=RenewableElectricity,ElecReplFuel='Pick Lists'!$B$51,OR(Ren1EnterDefault='Pick Lists'!$B$282,Ren1EnterDefault2='Pick Lists'!$B$288)),Calculations!N476,0)","v":0},{"$f":"IF(AND(Section2Trigger=RenewableElectricity,ElecReplFuel='Pick Lists'!$B$52,Ren2EnterDefault2='Pick Lists'!$B$265),Calculations!P540,0)","v":0},{"$f":"IF(AND(Section2Trigger=RenewableElectricity,ElecReplFuel='Pick Lists'!$B$52,OR(Ren2EnterDefault='Pick Lists'!$B$282,Ren2EnterDefault2='Pick Lists'!$B$288)),Calculations!P540,0)","v":0},{"$f":"IF(AND(Section2Trigger=FuelSwitching,FSEnterDefault2='Pick Lists'!$B$265),Calculations!N678,0)","v":0},{"$f":"IF(AND(Section2Trigger=FuelSwitching,OR(FSEnterDefault='Pick Lists'!$B$282,FSEnterDefault2='Pick Lists'!$B$288)),Calculations!N678,0)","v":0},{"$f":"IF(AND(Section2Trigger=EnergyEfficiency,EEEnterDefault2='Pick Lists'!$B$265),Calculations!P816,0)","v":0},{"$f":"IF(AND(Section2Trigger=EnergyEfficiency,OR(EEEnterDefault='Pick Lists'!$B$283,EEEnterDefault2='Pick Lists'!$B$289)),Calculations!R880,0)","v":0},0,0,null,0,0,null,null,null,null,null,null,null,null,null,null,null,null,null,null,null,null,{"$f":"AND(ISNUMBER(B509),B509>=AdoptionYear,B509<=YearImpact)","v":false}]
[null,2023,{"$f":"IF(AND(Section2Trigger=RenewableElectricity,ElecReplFuel='Pick Lists'!$B$51,Ren1EnterDefault2='Pick Lists'!$B$265),Calculations!N477,0)","v":0},{"$f":"IF(AND(Section2Trigger=RenewableElectricity,ElecReplFuel='Pick Lists'!$B$51,OR(Ren1EnterDefault='Pick Lists'!$B$282,Ren1EnterDefault2='Pick Lists'!$B$288)),Calculations!N477,0)","v":0},{"$f":"IF(AND(Section2Trigger=RenewableElectricity,ElecReplFuel='Pick Lists'!$B$52,Ren2EnterDefault2='Pick Lists'!$B$265),Calculations!P541,0)","v":0},{"$f":"IF(AND(Section2Trigger=RenewableElectricity,ElecReplFuel='Pick Lists'!$B$52,OR(Ren2EnterDefault='Pick Lists'!$B$282,Ren2EnterDefault2='Pick Lists'!$B$288)),Calculations!P541,0)","v":0},{"$f":"IF(AND(Section2Trigger=FuelSwitching,FSEnterDefault2='Pick Lists'!$B$265),Calculations!N679,0)","v":0},{"$f":"IF(AND(Section2Trigger=FuelSwitching,OR(FSEnterDefault='Pick Lists'!$B$282,FSEnterDefault2='Pick Lists'!$B$288)),Calculations!N679,0)","v":0},{"$f":"IF(AND(Section2Trigger=EnergyEfficiency,EEEnterDefault2='Pick Lists'!$B$265),Calculations!P817,0)","v":0},{"$f":"IF(AND(Section2Trigger=EnergyEfficiency,OR(EEEnterDefault='Pick Lists'!$B$283,EEEnterDefault2='Pick Lists'!$B$289)),Calculations!R881,0)","v":0},{"$f":"SUM(C510:J510)","v":0},0,null,0,0,null,null,null,null,null,null,null,null,null,null,null,null,null,null,null,null,{"$f":"AND(ISNUMBER(B510),B510>=AdoptionYear,B510<=YearImpact)","v":false}]
[null,2024,{"$f":"IF(AND(Section2Trigger=RenewableElectricity,ElecReplFuel='Pick Lists'!$B$51,Ren1EnterDefault2='Pick Lists'!$B$265),Calculations!N478,0)","v":0},{"$f":"IF(AND(Section2Trigger=RenewableElectricity,ElecReplFuel='Pick Lists'!$B$51,OR(Ren1EnterDefault='Pick Lists'!$B$282,Ren1EnterDefault2='Pick Lists'!$B$288)),Calculations!N478,0)","v":0},{"$f":"IF(AND(Section2Trigger=RenewableElectricity,ElecReplFuel='Pick Lists'!$B$52,Ren2EnterDefault2='Pick Lists'!$B$265),Calculations!P542,0)","v":0},{"$f":"IF(AND(Section2Trigger=RenewableElectricity,ElecReplFuel='Pick Lists'!$B$52,OR(Ren2EnterDefault='Pick Lists'!$B$282,Ren2EnterDefault2='Pick Lists'!$B$288)),Calculations!P542,0)","v":0},{"$f":"IF(AND(Section2Trigger=FuelSwitching,FSEnterDefault2='Pick Lists'!$B$265),Calculations!N680,0)","v":0},{"$f":"IF(AND(Section2Trigger=FuelSwitching,OR(FSEnterDefault='Pick Lists'!$B$282,FSEnterDefault2='Pick Lists'!$B$288)),Calculations!N680,0)","v":0},{"$f":"IF(AND(Section2Trigger=EnergyEfficiency,EEEnterDefault2='Pick Lists'!$B$265),Calculations!P818,0)","v":0},{"$f":"IF(AND(Section2Trigger=EnergyEfficiency,OR(EEEnterDefault='Pick Lists'!$B$283,EEEnterDefault2='Pick Lists'!$B$289)),Calculations!R882,0)","v":0},0,0,null,0,0,null,null,null,null,null,null,null,null,null,null,null,null,null,null,null,null,{"$f":"AND(ISNUMBER(B511),B511>=AdoptionYear,B511<=YearImpact)","v":false}]
[null,2025,{"$f":"IF(AND(Section2Trigger=RenewableElectricity,ElecReplFuel='Pick Lists'!$B$51,Ren1EnterDefault2='Pick Lists'!$B$265),Calculations!N479,0)","v":0},{"$f":"IF(AND(Section2Trigger=RenewableElectricity,ElecReplFuel='Pick Lists'!$B$51,OR(Ren1EnterDefault='Pick Lists'!$B$282,Ren1EnterDefault2='Pick Lists'!$B$288)),Calculations!N479,0)","v":0},{"$f":"IF(AND(Section2Trigger=RenewableElectricity,ElecReplFuel='Pick Lists'!$B$52,Ren2EnterDefault2='Pick Lists'!$B$265),Calculations!P543,0)","v":0},{"$f":"IF(AND(Section2Trigger=RenewableElectricity,ElecReplFuel='Pick Lists'!$B$52,OR(Ren2EnterDefault='Pick Lists'!$B$282,Ren2EnterDefault2='Pick Lists'!$B$288)),Calculations!P543,0)","v":0},{"$f":"IF(AND(Section2Trigger=FuelSwitching,FSEnterDefault2='Pick Lists'!$B$265),Calculations!N681,0)","v":0},{"$f":"IF(AND(Section2Trigger=FuelSwitching,OR(FSEnterDefault='Pick Lists'!$B$282,FSEnterDefault2='Pick Lists'!$B$288)),Calculations!N681,0)","v":0},{"$f":"IF(AND(Section2Trigger=EnergyEfficiency,EEEnterDefault2='Pick Lists'!$B$265),Calculations!P819,0)","v":0},{"$f":"IF(AND(Section2Trigger=EnergyEfficiency,OR(EEEnterDefault='Pick Lists'!$B$283,EEEnterDefault2='Pick Lists'!$B$289)),Calculations!R883,0)","v":0},0,0,null,0,0,null,null,null,null,null,null,null,null,null,null,null,null,null,null,null,null,{"$f":"AND(ISNUMBER(B512),B512>=AdoptionYear,B512<=YearImpact)","v":false}]
[null,2026,{"$f":"IF(AND(Section2Trigger=RenewableElectricity,ElecReplFuel='Pick Lists'!$B$51,Ren1EnterDefault2='Pick Lists'!$B$265),Calculations!N480,0)","v":0},{"$f":"IF(AND(Section2Trigger=RenewableElectricity,ElecReplFuel='Pick Lists'!$B$51,OR(Ren1EnterDefault='Pick Lists'!$B$282,Ren1EnterDefault2='Pick Lists'!$B$288)),Calculations!N480,0)","v":0},{"$f":"IF(AND(Section2Trigger=RenewableElectricity,ElecReplFuel='Pick Lists'!$B$52,Ren2EnterDefault2='Pick Lists'!$B$265),Calculations!P544,0)","v":0},{"$f":"IF(AND(Section2Trigger=RenewableElectricity,ElecReplFuel='Pick Lists'!$B$52,OR(Ren2EnterDefault='Pick Lists'!$B$282,Ren2EnterDefault2='Pick Lists'!$B$288)),Calculations!P544,0)","v":0},{"$f":"IF(AND(Section2Trigger=FuelSwitching,FSEnterDefault2='Pick Lists'!$B$265),Calculations!N682,0)","v":0},{"$f":"IF(AND(Section2Trigger=FuelSwitching,OR(FSEnterDefault='Pick Lists'!$B$282,FSEnterDefault2='Pick Lists'!$B$288)),Calculations!N682,0)","v":0},{"$f":"IF(AND(Section2Trigger=EnergyEfficiency,EEEnterDefault2='Pick Lists'!$B$265),Calculations!P820,0)","v":0},{"$f":"IF(AND(Section2Trigger=EnergyEfficiency,OR(EEEnterDefault='Pick Lists'!$B$283,EEEnterDefault2='Pick Lists'!$B$289)),Calculations!R884,0)","v":0},0,0,null,0,0,null,null,null,null,null,null,null,null,null,null,null,null,null,null,null,null,{"$f":"AND(ISNUMBER(B513),B513>=AdoptionYear,B513<=YearImpact)","v":false}]
[null,2027,{"$f":"IF(AND(Section2Trigger=RenewableElectricity,ElecReplFuel='Pick Lists'!$B$51,Ren1EnterDefault2='Pick Lists'!$B$265),Calculations!N481,0)","v":0},{"$f":"IF(AND(Section2Trigger=RenewableElectricity,ElecReplFuel='Pick Lists'!$B$51,OR(Ren1EnterDefault='Pick Lists'!$B$282,Ren1EnterDefault2='Pick Lists'!$B$288)),Calculations!N481,0)","v":0},{"$f":"IF(AND(Section2Trigger=RenewableElectricity,ElecReplFuel='Pick Lists'!$B$52,Ren2EnterDefault2='Pick Lists'!$B$265),Calculations!P545,0)","v":0},{"$f":"IF(AND(Section2Trigger=RenewableElectricity,ElecReplFuel='Pick Lists'!$B$52,OR(Ren2EnterDefault='Pick Lists'!$B$282,Ren2EnterDefault2='Pick Lists'!$B$288)),Calculations!P545,0)","v":0},{"$f":"IF(AND(Section2Trigger=FuelSwitching,FSEnterDefault2='Pick Lists'!$B$265),Calculations!N683,0)","v":0},{"$f":"IF(AND(Section2Trigger=FuelSwitching,OR(FSEnterDefault='Pick Lists'!$B$282,FSEnterDefault2='Pick Lists'!$B$288)),Calculations!N683,0)","v":0},{"$f":"IF(AND(Section2Trigger=EnergyEfficiency,EEEnterDefault2='Pick Lists'!$B$265),Calculations!P821,0)","v":0},{"$f":"IF(AND(Section2Trigger=EnergyEfficiency,OR(EEEnterDefault='Pick Lists'!$B$283,EEEnterDefault2='Pick Lists'!$B$289)),Calculations!R885,0)","v":0},0,0,null,0,0,null,null,null,null,null,null,null,null,null,null,null,null,null,null,null,null,{"$f":"AND(ISNUMBER(B514),B514>=AdoptionYear,B514<=YearImpact)","v":false}]
[null,2028,{"$f":"IF(AND(Section2Trigger=RenewableElectricity,ElecReplFuel='Pick Lists'!$B$51,Ren1EnterDefault2='Pick Lists'!$B$265),Calculations!N482,0)","v":0},{"$f":"IF(AND(Section2Trigger=RenewableElectricity,ElecReplFuel='Pick Lists'!$B$51,OR(Ren1EnterDefault='Pick Lists'!$B$282,Ren1EnterDefault2='Pick Lists'!$B$288)),Calculations!N482,0)","v":0},{"$f":"IF(AND(Section2Trigger=RenewableElectricity,ElecReplFuel='Pick Lists'!$B$52,Ren2EnterDefault2='Pick Lists'!$B$265),Calculations!P546,0)","v":0},{"$f":"IF(AND(Section2Trigger=RenewableElectricity,ElecReplFuel='Pick Lists'!$B$52,OR(Ren2EnterDefault='Pick Lists'!$B$282,Ren2EnterDefault2='Pick Lists'!$B$288)),Calculations!P546,0)","v":0},{"$f":"IF(AND(Section2Trigger=FuelSwitching,FSEnterDefault2='Pick Lists'!$B$265),Calculations!N684,0)","v":0},{"$f":"IF(AND(Section2Trigger=FuelSwitching,OR(FSEnterDefault='Pick Lists'!$B$282,FSEnterDefault2='Pick Lists'!$B$288)),Calculations!N684,0)","v":0},{"$f":"IF(AND(Section2Trigger=EnergyEfficiency,EEEnterDefault2='Pick Lists'!$B$265),Calculations!P822,0)","v":0},{"$f":"IF(AND(Section2Trigger=EnergyEfficiency,OR(EEEnterDefault='Pick Lists'!$B$283,EEEnterDefault2='Pick Lists'!$B$289)),Calculations!R886,0)","v":0},0,0,null,0,0,null,null,null,null,null,null,null,null,null,null,null,null,null,null,null,null,{"$f":"AND(ISNUMBER(B515),B515>=AdoptionYear,B515<=YearImpact)","v":false}]
[null,2029,{"$f":"IF(AND(Section2Trigger=RenewableElectricity,ElecReplFuel='Pick Lists'!$B$51,Ren1EnterDefault2='Pick Lists'!$B$265),Calculations!N483,0)","v":0},{"$f":"IF(AND(Section2Trigger=RenewableElectricity,ElecReplFuel='Pick Lists'!$B$51,OR(Ren1EnterDefault='Pick Lists'!$B$282,Ren1EnterDefault2='Pick Lists'!$B$288)),Calculations!N483,0)","v":0},{"$f":"IF(AND(Section2Trigger=RenewableElectricity,ElecReplFuel='Pick Lists'!$B$52,Ren2EnterDefault2='Pick Lists'!$B$265),Calculations!P547,0)","v":0},{"$f":"IF(AND(Section2Trigger=RenewableElectricity,ElecReplFuel='Pick Lists'!$B$52,OR(Ren2EnterDefault='Pick Lists'!$B$282,Ren2EnterDefault2='Pick Lists'!$B$288)),Calculations!P547,0)","v":0},{"$f":"IF(AND(Section2Trigger=FuelSwitching,FSEnterDefault2='Pick Lists'!$B$265),Calculations!N685,0)","v":0},{"$f":"IF(AND(Section2Trigger=FuelSwitching,OR(FSEnterDefault='Pick Lists'!$B$282,FSEnterDefault2='Pick Lists'!$B$288)),Calculations!N685,0)","v":0},{"$f":"IF(AND(Section2Trigger=EnergyEfficiency,EEEnterDefault2='Pick Lists'!$B$265),Calculations!P823,0)","v":0},{"$f":"IF(AND(Section2Trigger=EnergyEfficiency,OR(EEEnterDefault='Pick Lists'!$B$283,EEEnterDefault2='Pick Lists'!$B$289)),Calculations!R887,0)","v":0},0,0,null,0,0,null,null,null,null,null,null,null,null,null,null,null,null,null,null,null,null,{"$f":"AND(ISNUMBER(B516),B516>=AdoptionYear,B516<=YearImpact)","v":false}]
[null,2030,{"$f":"IF(AND(Section2Trigger=RenewableElectricity,ElecReplFuel='Pick Lists'!$B$51,Ren1EnterDefault2='Pick Lists'!$B$265),Calculations!N484,0)","v":0},{"$f":"IF(AND(Section2Trigger=RenewableElectricity,ElecReplFuel='Pick Lists'!$B$51,OR(Ren1EnterDefault='Pick Lists'!$B$282,Ren1EnterDefault2='Pick Lists'!$B$288)),Calculations!N484,0)","v":0},{"$f":"IF(AND(Section2Trigger=RenewableElectricity,ElecReplFuel='Pick Lists'!$B$52,Ren2EnterDefault2='Pick Lists'!$B$265),Calculations!P548,0)","v":0},{"$f":"IF(AND(Section2Trigger=RenewableElectricity,ElecReplFuel='Pick Lists'!$B$52,OR(Ren2EnterDefault='Pick Lists'!$B$282,Ren2EnterDefault2='Pick Lists'!$B$288)),Calculations!P548,0)","v":0},{"$f":"IF(AND(Section2Trigger=FuelSwitching,FSEnterDefault2='Pick Lists'!$B$265),Calculations!N686,0)","v":0},{"$f":"IF(AND(Section2Trigger=FuelSwitching,OR(FSEnterDefault='Pick Lists'!$B$282,FSEnterDefault2='Pick Lists'!$B$288)),Calculations!N686,0)","v":0},{"$f":"IF(AND(Section2Trigger=EnergyEfficiency,EEEnterDefault2='Pick Lists'!$B$265),Calculations!P824,0)","v":0},{"$f":"IF(AND(Section2Trigger=EnergyEfficiency,OR(EEEnterDefault='Pick Lists'!$B$283,EEEnterDefault2='Pick Lists'!$B$289)),Calculations!R888,0)","v":0},0,0,null,0,0,null,null,null,null,null,null,null,null,null,null,null,null,null,null,null,null,{"$f":"AND(ISNUMBER(B517),B517>=AdoptionYear,B517<=YearImpact)","v":false}]
[null,{"$f":"B517+1","v":2031},{"$f":"IF(AND(Section2Trigger=RenewableElectricity,ElecReplFuel='Pick Lists'!$B$51,Ren1EnterDefault2='Pick Lists'!$B$265),Calculations!N485,0)","v":0},{"$f":"IF(AND(Section2Trigger=RenewableElectricity,ElecReplFuel='Pick Lists'!$B$51,OR(Ren1EnterDefault='Pick Lists'!$B$282,Ren1EnterDefault2='Pick Lists'!$B$288)),Calculations!N485,0)","v":0},{"$f":"IF(AND(Section2Trigger=RenewableElectricity,ElecReplFuel='Pick Lists'!$B$52,Ren2EnterDefault2='Pick Lists'!$B$265),Calculations!P549,0)","v":0},{"$f":"IF(AND(Section2Trigger=RenewableElectricity,ElecReplFuel='Pick Lists'!$B$52,OR(Ren2EnterDefault='Pick Lists'!$B$282,Ren2EnterDefault2='Pick Lists'!$B$288)),Calculations!P549,0)","v":0},{"$f":"IF(AND(Section2Trigger=FuelSwitching,FSEnterDefault2='Pick Lists'!$B$265),Calculations!N687,0)","v":0},{"$f":"IF(AND(Section2Trigger=FuelSwitching,OR(FSEnterDefault='Pick Lists'!$B$282,FSEnterDefault2='Pick Lists'!$B$288)),Calculations!N687,0)","v":0},{"$f":"IF(AND(Section2Trigger=EnergyEfficiency,EEEnterDefault2='Pick Lists'!$B$265),Calculations!P825,0)","v":0},{"$f":"IF(AND(Section2Trigger=EnergyEfficiency,OR(EEEnterDefault='Pick Lists'!$B$283,EEEnterDefault2='Pick Lists'!$B$289)),Calculations!R889,0)","v":0},{"$f":"SUM(C518:J518)","v":0},{"$f":"K518+L517","v":0},null,{"$f":"L517","v":0},{"$f":"K518","v":0},null,null,null,null,null,null,null,null,null,null,null,null,null,null,null,null,{"$f":"AND(ISNUMBER(B518),B518>=AdoptionYear,B518<=YearImpact)","v":false}]
[null,2032,{"$f":"IF(AND(Section2Trigger=RenewableElectricity,ElecReplFuel='Pick Lists'!$B$51,Ren1EnterDefault2='Pick Lists'!$B$265),Calculations!N486,0)","v":0},{"$f":"IF(AND(Section2Trigger=RenewableElectricity,ElecReplFuel='Pick Lists'!$B$51,OR(Ren1EnterDefault='Pick Lists'!$B$282,Ren1EnterDefault2='Pick Lists'!$B$288)),Calculations!N486,0)","v":0},{"$f":"IF(AND(Section2Trigger=RenewableElectricity,ElecReplFuel='Pick Lists'!$B$52,Ren2EnterDefault2='Pick Lists'!$B$265),Calculations!P550,0)","v":0},{"$f":"IF(AND(Section2Trigger=RenewableElectricity,ElecReplFuel='Pick Lists'!$B$52,OR(Ren2EnterDefault='Pick Lists'!$B$282,Ren2EnterDefault2='Pick Lists'!$B$288)),Calculations!P550,0)","v":0},{"$f":"IF(AND(Section2Trigger=FuelSwitching,FSEnterDefault2='Pick Lists'!$B$265),Calculations!N688,0)","v":0},{"$f":"IF(AND(Section2Trigger=FuelSwitching,OR(FSEnterDefault='Pick Lists'!$B$282,FSEnterDefault2='Pick Lists'!$B$288)),Calculations!N688,0)","v":0},{"$f":"IF(AND(Section2Trigger=EnergyEfficiency,EEEnterDefault2='Pick Lists'!$B$265),Calculations!P826,0)","v":0},{"$f":"IF(AND(Section2Trigger=EnergyEfficiency,OR(EEEnterDefault='Pick Lists'!$B$283,EEEnterDefault2='Pick Lists'!$B$289)),Calculations!R890,0)","v":0},0,{"$f":"K519+L518","v":0},null,{"$f":"L518","v":0},{"$f":"K519","v":0},null,null,null,null,null,null,null,null,null,null,null,null,null,null,null,null,{"$f":"AND(ISNUMBER(B519),B519>=AdoptionYear,B519<=YearImpact)","v":false}]
[null,2033,{"$f":"IF(AND(Section2Trigger=RenewableElectricity,ElecReplFuel='Pick Lists'!$B$51,Ren1EnterDefault2='Pick Lists'!$B$265),Calculations!N487,0)","v":0},{"$f":"IF(AND(Section2Trigger=RenewableElectricity,ElecReplFuel='Pick Lists'!$B$51,OR(Ren1EnterDefault='Pick Lists'!$B$282,Ren1EnterDefault2='Pick Lists'!$B$288)),Calculations!N487,0)","v":0},{"$f":"IF(AND(Section2Trigger=RenewableElectricity,ElecReplFuel='Pick Lists'!$B$52,Ren2EnterDefault2='Pick Lists'!$B$265),Calculations!P551,0)","v":0},{"$f":"IF(AND(Section2Trigger=RenewableElectricity,ElecReplFuel='Pick Lists'!$B$52,OR(Ren2EnterDefault='Pick Lists'!$B$282,Ren2EnterDefault2='Pick Lists'!$B$288)),Calculations!P551,0)","v":0},{"$f":"IF(AND(Section2Trigger=FuelSwitching,FSEnterDefault2='Pick Lists'!$B$265),Calculations!N689,0)","v":0},{"$f":"IF(AND(Section2Trigger=FuelSwitching,OR(FSEnterDefault='Pick Lists'!$B$282,FSEnterDefault2='Pick Lists'!$B$288)),Calculations!N689,0)","v":0},{"$f":"IF(AND(Section2Trigger=EnergyEfficiency,EEEnterDefault2='Pick Lists'!$B$265),Calculations!P827,0)","v":0},{"$f":"IF(AND(Section2Trigger=EnergyEfficiency,OR(EEEnterDefault='Pick Lists'!$B$283,EEEnterDefault2='Pick Lists'!$B$289)),Calculations!R891,0)","v":0},0,0,null,{"$f":"L519","v":0},{"$f":"K520","v":0},null,null,null,null,null,null,null,null,null,null,null,null,null,null,null,null,{"$f":"AND(ISNUMBER(B520),B520>=AdoptionYear,B520<=YearImpact)","v":false}]
[null,2034,{"$f":"IF(AND(Section2Trigger=RenewableElectricity,ElecReplFuel='Pick Lists'!$B$51,Ren1EnterDefault2='Pick Lists'!$B$265),Calculations!N488,0)","v":0},{"$f":"IF(AND(Section2Trigger=RenewableElectricity,ElecReplFuel='Pick Lists'!$B$51,OR(Ren1EnterDefault='Pick Lists'!$B$282,Ren1EnterDefault2='Pick Lists'!$B$288)),Calculations!N488,0)","v":0},{"$f":"IF(AND(Section2Trigger=RenewableElectricity,ElecReplFuel='Pick Lists'!$B$52,Ren2EnterDefault2='Pick Lists'!$B$265),Calculations!P552,0)","v":0},{"$f":"IF(AND(Section2Trigger=RenewableElectricity,ElecReplFuel='Pick Lists'!$B$52,OR(Ren2EnterDefault='Pick Lists'!$B$282,Ren2EnterDefault2='Pick Lists'!$B$288)),Calculations!P552,0)","v":0},{"$f":"IF(AND(Section2Trigger=FuelSwitching,FSEnterDefault2='Pick Lists'!$B$265),Calculations!N690,0)","v":0},{"$f":"IF(AND(Section2Trigger=FuelSwitching,OR(FSEnterDefault='Pick Lists'!$B$282,FSEnterDefault2='Pick Lists'!$B$288)),Calculations!N690,0)","v":0},{"$f":"IF(AND(Section2Trigger=EnergyEfficiency,EEEnterDefault2='Pick Lists'!$B$265),Calculations!P828,0)","v":0},{"$f":"IF(AND(Section2Trigger=EnergyEfficiency,OR(EEEnterDefault='Pick Lists'!$B$283,EEEnterDefault2='Pick Lists'!$B$289)),Calculations!R892,0)","v":0},0,0,null,0,0,null,null,null,null,null,null,null,null,null,null,null,null,null,null,null,null,{"$f":"AND(ISNUMBER(B521),B521>=AdoptionYear,B521<=YearImpact)","v":false}]
[null,2035,{"$f":"IF(AND(Section2Trigger=RenewableElectricity,ElecReplFuel='Pick Lists'!$B$51,Ren1EnterDefault2='Pick Lists'!$B$265),Calculations!N489,0)","v":0},{"$f":"IF(AND(Section2Trigger=RenewableElectricity,ElecReplFuel='Pick Lists'!$B$51,OR(Ren1EnterDefault='Pick Lists'!$B$282,Ren1EnterDefault2='Pick Lists'!$B$288)),Calculations!N489,0)","v":0},{"$f":"IF(AND(Section2Trigger=RenewableElectricity,ElecReplFuel='Pick Lists'!$B$52,Ren2EnterDefault2='Pick Lists'!$B$265),Calculations!P553,0)","v":0},{"$f":"IF(AND(Section2Trigger=RenewableElectricity,ElecReplFuel='Pick Lists'!$B$52,OR(Ren2EnterDefault='Pick Lists'!$B$282,Ren2EnterDefault2='Pick Lists'!$B$288)),Calculations!P553,0)","v":0},{"$f":"IF(AND(Section2Trigger=FuelSwitching,FSEnterDefault2='Pick Lists'!$B$265),Calculations!N691,0)","v":0},{"$f":"IF(AND(Section2Trigger=FuelSwitching,OR(FSEnterDefault='Pick Lists'!$B$282,FSEnterDefault2='Pick Lists'!$B$288)),Calculations!N691,0)","v":0},{"$f":"IF(AND(Section2Trigger=EnergyEfficiency,EEEnterDefault2='Pick Lists'!$B$265),Calculations!P829,0)","v":0},{"$f":"IF(AND(Section2Trigger=EnergyEfficiency,OR(EEEnterDefault='Pick Lists'!$B$283,EEEnterDefault2='Pick Lists'!$B$289)),Calculations!R893,0)","v":0},0,0,null,0,0,null,null,null,null,null,null,null,null,null,null,null,null,null,null,null,null,{"$f":"AND(ISNUMBER(B522),B522>=AdoptionYear,B522<=YearImpact)","v":false}]
[null,2036,{"$f":"IF(AND(Section2Trigger=RenewableElectricity,ElecReplFuel='Pick Lists'!$B$51,Ren1EnterDefault2='Pick Lists'!$B$265),Calculations!N490,0)","v":0},{"$f":"IF(AND(Section2Trigger=RenewableElectricity,ElecReplFuel='Pick Lists'!$B$51,OR(Ren1EnterDefault='Pick Lists'!$B$282,Ren1EnterDefault2='Pick Lists'!$B$288)),Calculations!N490,0)","v":0},{"$f":"IF(AND(Section2Trigger=RenewableElectricity,ElecReplFuel='Pick Lists'!$B$52,Ren2EnterDefault2='Pick Lists'!$B$265),Calculations!P554,0)","v":0},{"$f":"IF(AND(Section2Trigger=RenewableElectricity,ElecReplFuel='Pick Lists'!$B$52,OR(Ren2EnterDefault='Pick Lists'!$B$282,Ren2EnterDefault2='Pick Lists'!$B$288)),Calculations!P554,0)","v":0},{"$f":"IF(AND(Section2Trigger=FuelSwitching,FSEnterDefault2='Pick Lists'!$B$265),Calculations!N692,0)","v":0},{"$f":"IF(AND(Section2Trigger=FuelSwitching,OR(FSEnterDefault='Pick Lists'!$B$282,FSEnterDefault2='Pick Lists'!$B$288)),Calculations!N692,0)","v":0},{"$f":"IF(AND(Section2Trigger=EnergyEfficiency,EEEnterDefault2='Pick Lists'!$B$265),Calculations!P830,0)","v":0},{"$f":"IF(AND(Section2Trigger=EnergyEfficiency,OR(EEEnterDefault='Pick Lists'!$B$283,EEEnterDefault2='Pick Lists'!$B$289)),Calculations!R894,0)","v":0},0,0,null,0,0,null,null,null,null,null,null,null,null,null,null,null,null,null,null,null,null,{"$f":"AND(ISNUMBER(B523),B523>=AdoptionYear,B523<=YearImpact)","v":false}]
[null,2037,{"$f":"IF(AND(Section2Trigger=RenewableElectricity,ElecReplFuel='Pick Lists'!$B$51,Ren1EnterDefault2='Pick Lists'!$B$265),Calculations!N491,0)","v":0},{"$f":"IF(AND(Section2Trigger=RenewableElectricity,ElecReplFuel='Pick Lists'!$B$51,OR(Ren1EnterDefault='Pick Lists'!$B$282,Ren1EnterDefault2='Pick Lists'!$B$288)),Calculations!N491,0)","v":0},{"$f":"IF(AND(Section2Trigger=RenewableElectricity,ElecReplFuel='Pick Lists'!$B$52,Ren2EnterDefault2='Pick Lists'!$B$265),Calculations!P555,0)","v":0},{"$f":"IF(AND(Section2Trigger=RenewableElectricity,ElecReplFuel='Pick Lists'!$B$52,OR(Ren2EnterDefault='Pick Lists'!$B$282,Ren2EnterDefault2='Pick Lists'!$B$288)),Calculations!P555,0)","v":0},{"$f":"IF(AND(Section2Trigger=FuelSwitching,FSEnterDefault2='Pick Lists'!$B$265),Calculations!N693,0)","v":0},{"$f":"IF(AND(Section2Trigger=FuelSwitching,OR(FSEnterDefault='Pick Lists'!$B$282,FSEnterDefault2='Pick Lists'!$B$288)),Calculations!N693,0)","v":0},{"$f":"IF(AND(Section2Trigger=EnergyEfficiency,EEEnterDefault2='Pick Lists'!$B$265),Calculations!P831,0)","v":0},{"$f":"IF(AND(Section2Trigger=EnergyEfficiency,OR(EEEnterDefault='Pick Lists'!$B$283,EEEnterDefault2='Pick Lists'!$B$289)),Calculations!R895,0)","v":0},0,0,null,0,0,null,null,null,null,null,null,null,null,null,null,null,null,null,null,null,null,{"$f":"AND(ISNUMBER(B524),B524>=AdoptionYear,B524<=YearImpact)","v":false}]
[null,2038,{"$f":"IF(AND(Section2Trigger=RenewableElectricity,ElecReplFuel='Pick Lists'!$B$51,Ren1EnterDefault2='Pick Lists'!$B$265),Calculations!N492,0)","v":0},{"$f":"IF(AND(Section2Trigger=RenewableElectricity,ElecReplFuel='Pick Lists'!$B$51,OR(Ren1EnterDefault='Pick Lists'!$B$282,Ren1EnterDefault2='Pick Lists'!$B$288)),Calculations!N492,0)","v":0},{"$f":"IF(AND(Section2Trigger=RenewableElectricity,ElecReplFuel='Pick Lists'!$B$52,Ren2EnterDefault2='Pick Lists'!$B$265),Calculations!P556,0)","v":0},{"$f":"IF(AND(Section2Trigger=RenewableElectricity,ElecReplFuel='Pick Lists'!$B$52,OR(Ren2EnterDefault='Pick Lists'!$B$282,Ren2EnterDefault2='Pick Lists'!$B$288)),Calculations!P556,0)","v":0},{"$f":"IF(AND(Section2Trigger=FuelSwitching,FSEnterDefault2='Pick Lists'!$B$265),Calculations!N694,0)","v":0},{"$f":"IF(AND(Section2Trigger=FuelSwitching,OR(FSEnterDefault='Pick Lists'!$B$282,FSEnterDefault2='Pick Lists'!$B$288)),Calculations!N694,0)","v":0},{"$f":"IF(AND(Section2Trigger=EnergyEfficiency,EEEnterDefault2='Pick Lists'!$B$265),Calculations!P832,0)","v":0},{"$f":"IF(AND(Section2Trigger=EnergyEfficiency,OR(EEEnterDefault='Pick Lists'!$B$283,EEEnterDefault2='Pick Lists'!$B$289)),Calculations!R896,0)","v":0},0,0,null,0,0,null,null,null,null,null,null,null,null,null,null,null,null,null,null,null,null,{"$f":"AND(ISNUMBER(B525),B525>=AdoptionYear,B525<=YearImpact)","v":false}]
[null,2039,{"$f":"IF(AND(Section2Trigger=RenewableElectricity,ElecReplFuel='Pick Lists'!$B$51,Ren1EnterDefault2='Pick Lists'!$B$265),Calculations!N493,0)","v":0},{"$f":"IF(AND(Section2Trigger=RenewableElectricity,ElecReplFuel='Pick Lists'!$B$51,OR(Ren1EnterDefault='Pick Lists'!$B$282,Ren1EnterDefault2='Pick Lists'!$B$288)),Calculations!N493,0)","v":0},{"$f":"IF(AND(Section2Trigger=RenewableElectricity,ElecReplFuel='Pick Lists'!$B$52,Ren2EnterDefault2='Pick Lists'!$B$265),Calculations!P557,0)","v":0},{"$f":"IF(AND(Section2Trigger=RenewableElectricity,ElecReplFuel='Pick Lists'!$B$52,OR(Ren2EnterDefault='Pick Lists'!$B$282,Ren2EnterDefault2='Pick Lists'!$B$288)),Calculations!P557,0)","v":0},{"$f":"IF(AND(Section2Trigger=FuelSwitching,FSEnterDefault2='Pick Lists'!$B$265),Calculations!N695,0)","v":0},{"$f":"IF(AND(Section2Trigger=FuelSwitching,OR(FSEnterDefault='Pick Lists'!$B$282,FSEnterDefault2='Pick Lists'!$B$288)),Calculations!N695,0)","v":0},{"$f":"IF(AND(Section2Trigger=EnergyEfficiency,EEEnterDefault2='Pick Lists'!$B$265),Calculations!P833,0)","v":0},{"$f":"IF(AND(Section2Trigger=EnergyEfficiency,OR(EEEnterDefault='Pick Lists'!$B$283,EEEnterDefault2='Pick Lists'!$B$289)),Calculations!R897,0)","v":0},0,0,null,0,0,null,null,null,null,null,null,null,null,null,null,null,null,null,null,null,null,{"$f":"AND(ISNUMBER(B526),B526>=AdoptionYear,B526<=YearImpact)","v":false}]
[null,2040,{"$f":"IF(AND(Section2Trigger=RenewableElectricity,ElecReplFuel='Pick Lists'!$B$51,Ren1EnterDefault2='Pick Lists'!$B$265),Calculations!N494,0)","v":0},{"$f":"IF(AND(Section2Trigger=RenewableElectricity,ElecReplFuel='Pick Lists'!$B$51,OR(Ren1EnterDefault='Pick Lists'!$B$282,Ren1EnterDefault2='Pick Lists'!$B$288)),Calculations!N494,0)","v":0},{"$f":"IF(AND(Section2Trigger=RenewableElectricity,ElecReplFuel='Pick Lists'!$B$52,Ren2EnterDefault2='Pick Lists'!$B$265),Calculations!P558,0)","v":0},{"$f":"IF(AND(Section2Trigger=RenewableElectricity,ElecReplFuel='Pick Lists'!$B$52,OR(Ren2EnterDefault='Pick Lists'!$B$282,Ren2EnterDefault2='Pick Lists'!$B$288)),Calculations!P558,0)","v":0},{"$f":"IF(AND(Section2Trigger=FuelSwitching,FSEnterDefault2='Pick Lists'!$B$265),Calculations!N696,0)","v":0},{"$f":"IF(AND(Section2Trigger=FuelSwitching,OR(FSEnterDefault='Pick Lists'!$B$282,FSEnterDefault2='Pick Lists'!$B$288)),Calculations!N696,0)","v":0},{"$f":"IF(AND(Section2Trigger=EnergyEfficiency,EEEnterDefault2='Pick Lists'!$B$265),Calculations!P834,0)","v":0},{"$f":"IF(AND(Section2Trigger=EnergyEfficiency,OR(EEEnterDefault='Pick Lists'!$B$283,EEEnterDefault2='Pick Lists'!$B$289)),Calculations!R898,0)","v":0},0,0,null,0,0,null,null,null,null,null,null,null,null,null,null,null,null,null,null,null,null,{"$f":"AND(ISNUMBER(B527),B527>=AdoptionYear,B527<=YearImpact)","v":false}]
[null,2041,{"$f":"IF(AND(Section2Trigger=RenewableElectricity,ElecReplFuel='Pick Lists'!$B$51,Ren1EnterDefault2='Pick Lists'!$B$265),Calculations!N495,0)","v":0},{"$f":"IF(AND(Section2Trigger=RenewableElectricity,ElecReplFuel='Pick Lists'!$B$51,OR(Ren1EnterDefault='Pick Lists'!$B$282,Ren1EnterDefault2='Pick Lists'!$B$288)),Calculations!N495,0)","v":0},{"$f":"IF(AND(Section2Trigger=RenewableElectricity,ElecReplFuel='Pick Lists'!$B$52,Ren2EnterDefault2='Pick Lists'!$B$265),Calculations!P559,0)","v":0},{"$f":"IF(AND(Section2Trigger=RenewableElectricity,ElecReplFuel='Pick Lists'!$B$52,OR(Ren2EnterDefault='Pick Lists'!$B$282,Ren2EnterDefault2='Pick Lists'!$B$288)),Calculations!P559,0)","v":0},{"$f":"IF(AND(Section2Trigger=FuelSwitching,FSEnterDefault2='Pick Lists'!$B$265),Calculations!N697,0)","v":0},{"$f":"IF(AND(Section2Trigger=FuelSwitching,OR(FSEnterDefault='Pick Lists'!$B$282,FSEnterDefault2='Pick Lists'!$B$288)),Calculations!N697,0)","v":0},{"$f":"IF(AND(Section2Trigger=EnergyEfficiency,EEEnterDefault2='Pick Lists'!$B$265),Calculations!P835,0)","v":0},{"$f":"IF(AND(Section2Trigger=EnergyEfficiency,OR(EEEnterDefault='Pick Lists'!$B$283,EEEnterDefault2='Pick Lists'!$B$289)),Calculations!R899,0)","v":0},0,0,null,0,0,null,null,null,null,null,null,null,null,null,null,null,null,null,null,null,null,{"$f":"AND(ISNUMBER(B528),B528>=AdoptionYear,B528<=YearImpact)","v":false}]
[null,2042,{"$f":"IF(AND(Section2Trigger=RenewableElectricity,ElecReplFuel='Pick Lists'!$B$51,Ren1EnterDefault2='Pick Lists'!$B$265),Calculations!N496,0)","v":0},{"$f":"IF(AND(Section2Trigger=RenewableElectricity,ElecReplFuel='Pick Lists'!$B$51,OR(Ren1EnterDefault='Pick Lists'!$B$282,Ren1EnterDefault2='Pick Lists'!$B$288)),Calculations!N496,0)","v":0},{"$f":"IF(AND(Section2Trigger=RenewableElectricity,ElecReplFuel='Pick Lists'!$B$52,Ren2EnterDefault2='Pick Lists'!$B$265),Calculations!P560,0)","v":0},{"$f":"IF(AND(Section2Trigger=RenewableElectricity,ElecReplFuel='Pick Lists'!$B$52,OR(Ren2EnterDefault='Pick Lists'!$B$282,Ren2EnterDefault2='Pick Lists'!$B$288)),Calculations!P560,0)","v":0},{"$f":"IF(AND(Section2Trigger=FuelSwitching,FSEnterDefault2='Pick Lists'!$B$265),Calculations!N698,0)","v":0},{"$f":"IF(AND(Section2Trigger=FuelSwitching,OR(FSEnterDefault='Pick Lists'!$B$282,FSEnterDefault2='Pick Lists'!$B$288)),Calculations!N698,0)","v":0},{"$f":"IF(AND(Section2Trigger=EnergyEfficiency,EEEnterDefault2='Pick Lists'!$B$265),Calculations!P836,0)","v":0},{"$f":"IF(AND(Section2Trigger=EnergyEfficiency,OR(EEEnterDefault='Pick Lists'!$B$283,EEEnterDefault2='Pick Lists'!$B$289)),Calculations!R900,0)","v":0},0,0,null,0,0,null,null,null,null,null,null,null,null,null,null,null,null,null,null,null,null,{"$f":"AND(ISNUMBER(B529),B529>=AdoptionYear,B529<=YearImpact)","v":false}]
[null,2043,{"$f":"IF(AND(Section2Trigger=RenewableElectricity,ElecReplFuel='Pick Lists'!$B$51,Ren1EnterDefault2='Pick Lists'!$B$265),Calculations!N497,0)","v":0},{"$f":"IF(AND(Section2Trigger=RenewableElectricity,ElecReplFuel='Pick Lists'!$B$51,OR(Ren1EnterDefault='Pick Lists'!$B$282,Ren1EnterDefault2='Pick Lists'!$B$288)),Calculations!N497,0)","v":0},{"$f":"IF(AND(Section2Trigger=RenewableElectricity,ElecReplFuel='Pick Lists'!$B$52,Ren2EnterDefault2='Pick Lists'!$B$265),Calculations!P561,0)","v":0},{"$f":"IF(AND(Section2Trigger=RenewableElectricity,ElecReplFuel='Pick Lists'!$B$52,OR(Ren2EnterDefault='Pick Lists'!$B$282,Ren2EnterDefault2='Pick Lists'!$B$288)),Calculations!P561,0)","v":0},{"$f":"IF(AND(Section2Trigger=FuelSwitching,FSEnterDefault2='Pick Lists'!$B$265),Calculations!N699,0)","v":0},{"$f":"IF(AND(Section2Trigger=FuelSwitching,OR(FSEnterDefault='Pick Lists'!$B$282,FSEnterDefault2='Pick Lists'!$B$288)),Calculations!N699,0)","v":0},{"$f":"IF(AND(Section2Trigger=EnergyEfficiency,EEEnterDefault2='Pick Lists'!$B$265),Calculations!P837,0)","v":0},{"$f":"IF(AND(Section2Trigger=EnergyEfficiency,OR(EEEnterDefault='Pick Lists'!$B$283,EEEnterDefault2='Pick Lists'!$B$289)),Calculations!R901,0)","v":0},0,0,null,0,0,null,null,null,null,null,null,null,null,null,null,null,null,null,null,null,null,{"$f":"AND(ISNUMBER(B530),B530>=AdoptionYear,B530<=YearImpact)","v":false}]
[null,2044,{"$f":"IF(AND(Section2Trigger=RenewableElectricity,ElecReplFuel='Pick Lists'!$B$51,Ren1EnterDefault2='Pick Lists'!$B$265),Calculations!N498,0)","v":0},{"$f":"IF(AND(Section2Trigger=RenewableElectricity,ElecReplFuel='Pick Lists'!$B$51,OR(Ren1EnterDefault='Pick Lists'!$B$282,Ren1EnterDefault2='Pick Lists'!$B$288)),Calculations!N498,0)","v":0},{"$f":"IF(AND(Section2Trigger=RenewableElectricity,ElecReplFuel='Pick Lists'!$B$52,Ren2EnterDefault2='Pick Lists'!$B$265),Calculations!P562,0)","v":0},{"$f":"IF(AND(Section2Trigger=RenewableElectricity,ElecReplFuel='Pick Lists'!$B$52,OR(Ren2EnterDefault='Pick Lists'!$B$282,Ren2EnterDefault2='Pick Lists'!$B$288)),Calculations!P562,0)","v":0},{"$f":"IF(AND(Section2Trigger=FuelSwitching,FSEnterDefault2='Pick Lists'!$B$265),Calculations!N700,0)","v":0},{"$f":"IF(AND(Section2Trigger=FuelSwitching,OR(FSEnterDefault='Pick Lists'!$B$282,FSEnterDefault2='Pick Lists'!$B$288)),Calculations!N700,0)","v":0},{"$f":"IF(AND(Section2Trigger=EnergyEfficiency,EEEnterDefault2='Pick Lists'!$B$265),Calculations!P838,0)","v":0},{"$f":"IF(AND(Section2Trigger=EnergyEfficiency,OR(EEEnterDefault='Pick Lists'!$B$283,EEEnterDefault2='Pick Lists'!$B$289)),Calculations!R902,0)","v":0},0,0,null,0,0,null,null,null,null,null,null,null,null,null,null,null,null,null,null,null,null,{"$f":"AND(ISNUMBER(B531),B531>=AdoptionYear,B531<=YearImpact)","v":false}]
[null,2045,{"$f":"IF(AND(Section2Trigger=RenewableElectricity,ElecReplFuel='Pick Lists'!$B$51,Ren1EnterDefault2='Pick Lists'!$B$265),Calculations!N499,0)","v":0},{"$f":"IF(AND(Section2Trigger=RenewableElectricity,ElecReplFuel='Pick Lists'!$B$51,OR(Ren1EnterDefault='Pick Lists'!$B$282,Ren1EnterDefault2='Pick Lists'!$B$288)),Calculations!N499,0)","v":0},{"$f":"IF(AND(Section2Trigger=RenewableElectricity,ElecReplFuel='Pick Lists'!$B$52,Ren2EnterDefault2='Pick Lists'!$B$265),Calculations!P563,0)","v":0},{"$f":"IF(AND(Section2Trigger=RenewableElectricity,ElecReplFuel='Pick Lists'!$B$52,OR(Ren2EnterDefault='Pick Lists'!$B$282,Ren2EnterDefault2='Pick Lists'!$B$288)),Calculations!P563,0)","v":0},{"$f":"IF(AND(Section2Trigger=FuelSwitching,FSEnterDefault2='Pick Lists'!$B$265),Calculations!N701,0)","v":0},{"$f":"IF(AND(Section2Trigger=FuelSwitching,OR(FSEnterDefault='Pick Lists'!$B$282,FSEnterDefault2='Pick Lists'!$B$288)),Calculations!N701,0)","v":0},{"$f":"IF(AND(Section2Trigger=EnergyEfficiency,EEEnterDefault2='Pick Lists'!$B$265),Calculations!P839,0)","v":0},{"$f":"IF(AND(Section2Trigger=EnergyEfficiency,OR(EEEnterDefault='Pick Lists'!$B$283,EEEnterDefault2='Pick Lists'!$B$289)),Calculations!R903,0)","v":0},0,0,null,0,0,null,null,null,null,null,null,null,null,null,null,null,null,null,null,null,null,{"$f":"AND(ISNUMBER(B532),B532>=AdoptionYear,B532<=YearImpact)","v":false}]
[null,2046,{"$f":"IF(AND(Section2Trigger=RenewableElectricity,ElecReplFuel='Pick Lists'!$B$51,Ren1EnterDefault2='Pick Lists'!$B$265),Calculations!N500,0)","v":0},{"$f":"IF(AND(Section2Trigger=RenewableElectricity,ElecReplFuel='Pick Lists'!$B$51,OR(Ren1EnterDefault='Pick Lists'!$B$282,Ren1EnterDefault2='Pick Lists'!$B$288)),Calculations!N500,0)","v":0},{"$f":"IF(AND(Section2Trigger=RenewableElectricity,ElecReplFuel='Pick Lists'!$B$52,Ren2EnterDefault2='Pick Lists'!$B$265),Calculations!P564,0)","v":0},{"$f":"IF(AND(Section2Trigger=RenewableElectricity,ElecReplFuel='Pick Lists'!$B$52,OR(Ren2EnterDefault='Pick Lists'!$B$282,Ren2EnterDefault2='Pick Lists'!$B$288)),Calculations!P564,0)","v":0},{"$f":"IF(AND(Section2Trigger=FuelSwitching,FSEnterDefault2='Pick Lists'!$B$265),Calculations!N702,0)","v":0},{"$f":"IF(AND(Section2Trigger=FuelSwitching,OR(FSEnterDefault='Pick Lists'!$B$282,FSEnterDefault2='Pick Lists'!$B$288)),Calculations!N702,0)","v":0},{"$f":"IF(AND(Section2Trigger=EnergyEfficiency,EEEnterDefault2='Pick Lists'!$B$265),Calculations!P840,0)","v":0},{"$f":"IF(AND(Section2Trigger=EnergyEfficiency,OR(EEEnterDefault='Pick Lists'!$B$283,EEEnterDefault2='Pick Lists'!$B$289)),Calculations!R904,0)","v":0},0,0,null,0,0,null,null,null,null,null,null,null,null,null,null,null,null,null,null,null,null,{"$f":"AND(ISNUMBER(B533),B533>=AdoptionYear,B533<=YearImpact)","v":false}]
[null,2047,{"$f":"IF(AND(Section2Trigger=RenewableElectricity,ElecReplFuel='Pick Lists'!$B$51,Ren1EnterDefault2='Pick Lists'!$B$265),Calculations!N501,0)","v":0},{"$f":"IF(AND(Section2Trigger=RenewableElectricity,ElecReplFuel='Pick Lists'!$B$51,OR(Ren1EnterDefault='Pick Lists'!$B$282,Ren1EnterDefault2='Pick Lists'!$B$288)),Calculations!N501,0)","v":0},{"$f":"IF(AND(Section2Trigger=RenewableElectricity,ElecReplFuel='Pick Lists'!$B$52,Ren2EnterDefault2='Pick Lists'!$B$265),Calculations!P565,0)","v":0},{"$f":"IF(AND(Section2Trigger=RenewableElectricity,ElecReplFuel='Pick Lists'!$B$52,OR(Ren2EnterDefault='Pick Lists'!$B$282,Ren2EnterDefault2='Pick Lists'!$B$288)),Calculations!P565,0)","v":0},{"$f":"IF(AND(Section2Trigger=FuelSwitching,FSEnterDefault2='Pick Lists'!$B$265),Calculations!N703,0)","v":0},{"$f":"IF(AND(Section2Trigger=FuelSwitching,OR(FSEnterDefault='Pick Lists'!$B$282,FSEnterDefault2='Pick Lists'!$B$288)),Calculations!N703,0)","v":0},{"$f":"IF(AND(Section2Trigger=EnergyEfficiency,EEEnterDefault2='Pick Lists'!$B$265),Calculations!P841,0)","v":0},{"$f":"IF(AND(Section2Trigger=EnergyEfficiency,OR(EEEnterDefault='Pick Lists'!$B$283,EEEnterDefault2='Pick Lists'!$B$289)),Calculations!R905,0)","v":0},0,0,null,0,0,null,null,null,null,null,null,null,null,null,null,null,null,null,null,null,null,{"$f":"AND(ISNUMBER(B534),B534>=AdoptionYear,B534<=YearImpact)","v":false}]
[null,2048,{"$f":"IF(AND(Section2Trigger=RenewableElectricity,ElecReplFuel='Pick Lists'!$B$51,Ren1EnterDefault2='Pick Lists'!$B$265),Calculations!N502,0)","v":0},{"$f":"IF(AND(Section2Trigger=RenewableElectricity,ElecReplFuel='Pick Lists'!$B$51,OR(Ren1EnterDefault='Pick Lists'!$B$282,Ren1EnterDefault2='Pick Lists'!$B$288)),Calculations!N502,0)","v":0},{"$f":"IF(AND(Section2Trigger=RenewableElectricity,ElecReplFuel='Pick Lists'!$B$52,Ren2EnterDefault2='Pick Lists'!$B$265),Calculations!P566,0)","v":0},{"$f":"IF(AND(Section2Trigger=RenewableElectricity,ElecReplFuel='Pick Lists'!$B$52,OR(Ren2EnterDefault='Pick Lists'!$B$282,Ren2EnterDefault2='Pick Lists'!$B$288)),Calculations!P566,0)","v":0},{"$f":"IF(AND(Section2Trigger=FuelSwitching,FSEnterDefault2='Pick Lists'!$B$265),Calculations!N704,0)","v":0},{"$f":"IF(AND(Section2Trigger=FuelSwitching,OR(FSEnterDefault='Pick Lists'!$B$282,FSEnterDefault2='Pick Lists'!$B$288)),Calculations!N704,0)","v":0},{"$f":"IF(AND(Section2Trigger=EnergyEfficiency,EEEnterDefault2='Pick Lists'!$B$265),Calculations!P842,0)","v":0},{"$f":"IF(AND(Section2Trigger=EnergyEfficiency,OR(EEEnterDefault='Pick Lists'!$B$283,EEEnterDefault2='Pick Lists'!$B$289)),Calculations!R906,0)","v":0},0,0,null,0,0,null,null,null,null,null,null,null,null,null,null,null,null,null,null,null,null,{"$f":"AND(ISNUMBER(B535),B535>=AdoptionYear,B535<=YearImpact)","v":false}]
[null,2049,{"$f":"IF(AND(Section2Trigger=RenewableElectricity,ElecReplFuel='Pick Lists'!$B$51,Ren1EnterDefault2='Pick Lists'!$B$265),Calculations!N503,0)","v":0},{"$f":"IF(AND(Section2Trigger=RenewableElectricity,ElecReplFuel='Pick Lists'!$B$51,OR(Ren1EnterDefault='Pick Lists'!$B$282,Ren1EnterDefault2='Pick Lists'!$B$288)),Calculations!N503,0)","v":0},{"$f":"IF(AND(Section2Trigger=RenewableElectricity,ElecReplFuel='Pick Lists'!$B$52,Ren2EnterDefault2='Pick Lists'!$B$265),Calculations!P567,0)","v":0},{"$f":"IF(AND(Section2Trigger=RenewableElectricity,ElecReplFuel='Pick Lists'!$B$52,OR(Ren2EnterDefault='Pick Lists'!$B$282,Ren2EnterDefault2='Pick Lists'!$B$288)),Calculations!P567,0)","v":0},{"$f":"IF(AND(Section2Trigger=FuelSwitching,FSEnterDefault2='Pick Lists'!$B$265),Calculations!N705,0)","v":0},{"$f":"IF(AND(Section2Trigger=FuelSwitching,OR(FSEnterDefault='Pick Lists'!$B$282,FSEnterDefault2='Pick Lists'!$B$288)),Calculations!N705,0)","v":0},{"$f":"IF(AND(Section2Trigger=EnergyEfficiency,EEEnterDefault2='Pick Lists'!$B$265),Calculations!P843,0)","v":0},{"$f":"IF(AND(Section2Trigger=EnergyEfficiency,OR(EEEnterDefault='Pick Lists'!$B$283,EEEnterDefault2='Pick Lists'!$B$289)),Calculations!R907,0)","v":0},0,0,null,0,0,null,null,null,null,null,null,null,null,null,null,null,null,null,null,null,null,{"$f":"AND(ISNUMBER(B536),B536>=AdoptionYear,B536<=YearImpact)","v":false}]
[null,2050,{"$f":"IF(AND(Section2Trigger=RenewableElectricity,ElecReplFuel='Pick Lists'!$B$51,Ren1EnterDefault2='Pick Lists'!$B$265),Calculations!N504,0)","v":0},{"$f":"IF(AND(Section2Trigger=RenewableElectricity,ElecReplFuel='Pick Lists'!$B$51,OR(Ren1EnterDefault='Pick Lists'!$B$282,Ren1EnterDefault2='Pick Lists'!$B$288)),Calculations!N504,0)","v":0},{"$f":"IF(AND(Section2Trigger=RenewableElectricity,ElecReplFuel='Pick Lists'!$B$52,Ren2EnterDefault2='Pick Lists'!$B$265),Calculations!P568,0)","v":0},{"$f":"IF(AND(Section2Trigger=RenewableElectricity,ElecReplFuel='Pick Lists'!$B$52,OR(Ren2EnterDefault='Pick Lists'!$B$282,Ren2EnterDefault2='Pick Lists'!$B$288)),Calculations!P568,0)","v":0},{"$f":"IF(AND(Section2Trigger=FuelSwitching,FSEnterDefault2='Pick Lists'!$B$265),Calculations!N706,0)","v":0},{"$f":"IF(AND(Section2Trigger=FuelSwitching,OR(FSEnterDefault='Pick Lists'!$B$282,FSEnterDefault2='Pick Lists'!$B$288)),Calculations!N706,0)","v":0},{"$f":"IF(AND(Section2Trigger=EnergyEfficiency,EEEnterDefault2='Pick Lists'!$B$265),Calculations!P844,0)","v":0},{"$f":"IF(AND(Section2Trigger=EnergyEfficiency,OR(EEEnterDefault='Pick Lists'!$B$283,EEEnterDefault2='Pick Lists'!$B$289)),Calculations!R908,0)","v":0},{"$f":"SUM(C537:J537)","v":0},{"$f":"K537+L536","v":0},null,{"$f":"L536","v":0},{"$f":"K537","v":0},null,null,null,null,null,null,null,null,null,null,null,null,null,null,null,null,{"$f":"AND(ISNUMBER(B537),B537>=AdoptionYear,B537<=YearImpact)","v":false}]
[null,2051,{"$f":"IF(AND(Section2Trigger=RenewableElectricity,ElecReplFuel='Pick Lists'!$B$51,Ren1EnterDefault2='Pick Lists'!$B$265),Calculations!N505,0)","v":0},{"$f":"IF(AND(Section2Trigger=RenewableElectricity,ElecReplFuel='Pick Lists'!$B$51,OR(Ren1EnterDefault='Pick Lists'!$B$282,Ren1EnterDefault2='Pick Lists'!$B$288)),Calculations!N505,0)","v":0},{"$f":"IF(AND(Section2Trigger=RenewableElectricity,ElecReplFuel='Pick Lists'!$B$52,Ren2EnterDefault2='Pick Lists'!$B$265),Calculations!P569,0)","v":0},{"$f":"IF(AND(Section2Trigger=RenewableElectricity,ElecReplFuel='Pick Lists'!$B$52,OR(Ren2EnterDefault='Pick Lists'!$B$282,Ren2EnterDefault2='Pick Lists'!$B$288)),Calculations!P569,0)","v":0},{"$f":"IF(AND(Section2Trigger=FuelSwitching,FSEnterDefault2='Pick Lists'!$B$265),Calculations!N707,0)","v":0},{"$f":"IF(AND(Section2Trigger=FuelSwitching,OR(FSEnterDefault='Pick Lists'!$B$282,FSEnterDefault2='Pick Lists'!$B$288)),Calculations!N707,0)","v":0},{"$f":"IF(AND(Section2Trigger=EnergyEfficiency,EEEnterDefault2='Pick Lists'!$B$265),Calculations!P845,0)","v":0},{"$f":"IF(AND(Section2Trigger=EnergyEfficiency,OR(EEEnterDefault='Pick Lists'!$B$283,EEEnterDefault2='Pick Lists'!$B$289)),Calculations!R909,0)","v":0},0,0,null,0,0,null,null,null,null,null,null,null,null,null,null,null,null,null,null,null,null,{"$f":"AND(ISNUMBER(B538),B538>=AdoptionYear,B538<=YearImpact)","v":false}]
[null,2052,{"$f":"IF(AND(Section2Trigger=RenewableElectricity,ElecReplFuel='Pick Lists'!$B$51,Ren1EnterDefault2='Pick Lists'!$B$265),Calculations!N506,0)","v":0},{"$f":"IF(AND(Section2Trigger=RenewableElectricity,ElecReplFuel='Pick Lists'!$B$51,OR(Ren1EnterDefault='Pick Lists'!$B$282,Ren1EnterDefault2='Pick Lists'!$B$288)),Calculations!N506,0)","v":0},{"$f":"IF(AND(Section2Trigger=RenewableElectricity,ElecReplFuel='Pick Lists'!$B$52,Ren2EnterDefault2='Pick Lists'!$B$265),Calculations!P570,0)","v":0},{"$f":"IF(AND(Section2Trigger=RenewableElectricity,ElecReplFuel='Pick Lists'!$B$52,OR(Ren2EnterDefault='Pick Lists'!$B$282,Ren2EnterDefault2='Pick Lists'!$B$288)),Calculations!P570,0)","v":0},{"$f":"IF(AND(Section2Trigger=FuelSwitching,FSEnterDefault2='Pick Lists'!$B$265),Calculations!N708,0)","v":0},{"$f":"IF(AND(Section2Trigger=FuelSwitching,OR(FSEnterDefault='Pick Lists'!$B$282,FSEnterDefault2='Pick Lists'!$B$288)),Calculations!N708,0)","v":0},{"$f":"IF(AND(Section2Trigger=EnergyEfficiency,EEEnterDefault2='Pick Lists'!$B$265),Calculations!P846,0)","v":0},{"$f":"IF(AND(Section2Trigger=EnergyEfficiency,OR(EEEnterDefault='Pick Lists'!$B$283,EEEnterDefault2='Pick Lists'!$B$289)),Calculations!R910,0)","v":0},0,0,null,0,0,null,null,null,null,null,null,null,null,null,null,null,null,null,null,null,null,{"$f":"AND(ISNUMBER(B539),B539>=AdoptionYear,B539<=YearImpact)","v":false}]
[null,2053,{"$f":"IF(AND(Section2Trigger=RenewableElectricity,ElecReplFuel='Pick Lists'!$B$51,Ren1EnterDefault2='Pick Lists'!$B$265),Calculations!N507,0)","v":0},{"$f":"IF(AND(Section2Trigger=RenewableElectricity,ElecReplFuel='Pick Lists'!$B$51,OR(Ren1EnterDefault='Pick Lists'!$B$282,Ren1EnterDefault2='Pick Lists'!$B$288)),Calculations!N507,0)","v":0},{"$f":"IF(AND(Section2Trigger=RenewableElectricity,ElecReplFuel='Pick Lists'!$B$52,Ren2EnterDefault2='Pick Lists'!$B$265),Calculations!P571,0)","v":0},{"$f":"IF(AND(Section2Trigger=RenewableElectricity,ElecReplFuel='Pick Lists'!$B$52,OR(Ren2EnterDefault='Pick Lists'!$B$282,Ren2EnterDefault2='Pick Lists'!$B$288)),Calculations!P571,0)","v":0},{"$f":"IF(AND(Section2Trigger=FuelSwitching,FSEnterDefault2='Pick Lists'!$B$265),Calculations!N709,0)","v":0},{"$f":"IF(AND(Section2Trigger=FuelSwitching,OR(FSEnterDefault='Pick Lists'!$B$282,FSEnterDefault2='Pick Lists'!$B$288)),Calculations!N709,0)","v":0},{"$f":"IF(AND(Section2Trigger=EnergyEfficiency,EEEnterDefault2='Pick Lists'!$B$265),Calculations!P847,0)","v":0},{"$f":"IF(AND(Section2Trigger=EnergyEfficiency,OR(EEEnterDefault='Pick Lists'!$B$283,EEEnterDefault2='Pick Lists'!$B$289)),Calculations!R911,0)","v":0},0,0,null,0,0,null,null,null,null,null,null,null,null,null,null,null,null,null,null,null,null,{"$f":"AND(ISNUMBER(B540),B540>=AdoptionYear,B540<=YearImpact)","v":false}]
[null,2054,{"$f":"IF(AND(Section2Trigger=RenewableElectricity,ElecReplFuel='Pick Lists'!$B$51,Ren1EnterDefault2='Pick Lists'!$B$265),Calculations!N508,0)","v":0},{"$f":"IF(AND(Section2Trigger=RenewableElectricity,ElecReplFuel='Pick Lists'!$B$51,OR(Ren1EnterDefault='Pick Lists'!$B$282,Ren1EnterDefault2='Pick Lists'!$B$288)),Calculations!N508,0)","v":0},{"$f":"IF(AND(Section2Trigger=RenewableElectricity,ElecReplFuel='Pick Lists'!$B$52,Ren2EnterDefault2='Pick Lists'!$B$265),Calculations!P572,0)","v":0},{"$f":"IF(AND(Section2Trigger=RenewableElectricity,ElecReplFuel='Pick Lists'!$B$52,OR(Ren2EnterDefault='Pick Lists'!$B$282,Ren2EnterDefault2='Pick Lists'!$B$288)),Calculations!P572,0)","v":0},{"$f":"IF(AND(Section2Trigger=FuelSwitching,FSEnterDefault2='Pick Lists'!$B$265),Calculations!N710,0)","v":0},{"$f":"IF(AND(Section2Trigger=FuelSwitching,OR(FSEnterDefault='Pick Lists'!$B$282,FSEnterDefault2='Pick Lists'!$B$288)),Calculations!N710,0)","v":0},{"$f":"IF(AND(Section2Trigger=EnergyEfficiency,EEEnterDefault2='Pick Lists'!$B$265),Calculations!P848,0)","v":0},{"$f":"IF(AND(Section2Trigger=EnergyEfficiency,OR(EEEnterDefault='Pick Lists'!$B$283,EEEnterDefault2='Pick Lists'!$B$289)),Calculations!R912,0)","v":0},0,0,null,0,0,null,null,null,null,null,null,null,null,null,null,null,null,null,null,null,null,{"$f":"AND(ISNUMBER(B541),B541>=AdoptionYear,B541<=YearImpact)","v":false}]
[null,2055,{"$f":"IF(AND(Section2Trigger=RenewableElectricity,ElecReplFuel='Pick Lists'!$B$51,Ren1EnterDefault2='Pick Lists'!$B$265),Calculations!N509,0)","v":0},{"$f":"IF(AND(Section2Trigger=RenewableElectricity,ElecReplFuel='Pick Lists'!$B$51,OR(Ren1EnterDefault='Pick Lists'!$B$282,Ren1EnterDefault2='Pick Lists'!$B$288)),Calculations!N509,0)","v":0},{"$f":"IF(AND(Section2Trigger=RenewableElectricity,ElecReplFuel='Pick Lists'!$B$52,Ren2EnterDefault2='Pick Lists'!$B$265),Calculations!P573,0)","v":0},{"$f":"IF(AND(Section2Trigger=RenewableElectricity,ElecReplFuel='Pick Lists'!$B$52,OR(Ren2EnterDefault='Pick Lists'!$B$282,Ren2EnterDefault2='Pick Lists'!$B$288)),Calculations!P573,0)","v":0},{"$f":"IF(AND(Section2Trigger=FuelSwitching,FSEnterDefault2='Pick Lists'!$B$265),Calculations!N711,0)","v":0},{"$f":"IF(AND(Section2Trigger=FuelSwitching,OR(FSEnterDefault='Pick Lists'!$B$282,FSEnterDefault2='Pick Lists'!$B$288)),Calculations!N711,0)","v":0},{"$f":"IF(AND(Section2Trigger=EnergyEfficiency,EEEnterDefault2='Pick Lists'!$B$265),Calculations!P849,0)","v":0},{"$f":"IF(AND(Section2Trigger=EnergyEfficiency,OR(EEEnterDefault='Pick Lists'!$B$283,EEEnterDefault2='Pick Lists'!$B$289)),Calculations!R913,0)","v":0},0,0,null,0,0,null,null,null,null,null,null,null,null,null,null,null,null,null,null,null,null,{"$f":"AND(ISNUMBER(B542),B542>=AdoptionYear,B542<=YearImpact)","v":false}]
[null,2056,{"$f":"IF(AND(Section2Trigger=RenewableElectricity,ElecReplFuel='Pick Lists'!$B$51,Ren1EnterDefault2='Pick Lists'!$B$265),Calculations!N510,0)","v":0},{"$f":"IF(AND(Section2Trigger=RenewableElectricity,ElecReplFuel='Pick Lists'!$B$51,OR(Ren1EnterDefault='Pick Lists'!$B$282,Ren1EnterDefault2='Pick Lists'!$B$288)),Calculations!N510,0)","v":0},{"$f":"IF(AND(Section2Trigger=RenewableElectricity,ElecReplFuel='Pick Lists'!$B$52,Ren2EnterDefault2='Pick Lists'!$B$265),Calculations!P574,0)","v":0},{"$f":"IF(AND(Section2Trigger=RenewableElectricity,ElecReplFuel='Pick Lists'!$B$52,OR(Ren2EnterDefault='Pick Lists'!$B$282,Ren2EnterDefault2='Pick Lists'!$B$288)),Calculations!P574,0)","v":0},{"$f":"IF(AND(Section2Trigger=FuelSwitching,FSEnterDefault2='Pick Lists'!$B$265),Calculations!N712,0)","v":0},{"$f":"IF(AND(Section2Trigger=FuelSwitching,OR(FSEnterDefault='Pick Lists'!$B$282,FSEnterDefault2='Pick Lists'!$B$288)),Calculations!N712,0)","v":0},{"$f":"IF(AND(Section2Trigger=EnergyEfficiency,EEEnterDefault2='Pick Lists'!$B$265),Calculations!P850,0)","v":0},{"$f":"IF(AND(Section2Trigger=EnergyEfficiency,OR(EEEnterDefault='Pick Lists'!$B$283,EEEnterDefault2='Pick Lists'!$B$289)),Calculations!R914,0)","v":0},0,0,null,0,0,null,null,null,null,null,null,null,null,null,null,null,null,null,null,null,null,{"$f":"AND(ISNUMBER(B543),B543>=AdoptionYear,B543<=YearImpact)","v":false}]
[null,2057,{"$f":"IF(AND(Section2Trigger=RenewableElectricity,ElecReplFuel='Pick Lists'!$B$51,Ren1EnterDefault2='Pick Lists'!$B$265),Calculations!N511,0)","v":0},{"$f":"IF(AND(Section2Trigger=RenewableElectricity,ElecReplFuel='Pick Lists'!$B$51,OR(Ren1EnterDefault='Pick Lists'!$B$282,Ren1EnterDefault2='Pick Lists'!$B$288)),Calculations!N511,0)","v":0},{"$f":"IF(AND(Section2Trigger=RenewableElectricity,ElecReplFuel='Pick Lists'!$B$52,Ren2EnterDefault2='Pick Lists'!$B$265),Calculations!P575,0)","v":0},{"$f":"IF(AND(Section2Trigger=RenewableElectricity,ElecReplFuel='Pick Lists'!$B$52,OR(Ren2EnterDefault='Pick Lists'!$B$282,Ren2EnterDefault2='Pick Lists'!$B$288)),Calculations!P575,0)","v":0},{"$f":"IF(AND(Section2Trigger=FuelSwitching,FSEnterDefault2='Pick Lists'!$B$265),Calculations!N713,0)","v":0},{"$f":"IF(AND(Section2Trigger=FuelSwitching,OR(FSEnterDefault='Pick Lists'!$B$282,FSEnterDefault2='Pick Lists'!$B$288)),Calculations!N713,0)","v":0},{"$f":"IF(AND(Section2Trigger=EnergyEfficiency,EEEnterDefault2='Pick Lists'!$B$265),Calculations!P851,0)","v":0},{"$f":"IF(AND(Section2Trigger=EnergyEfficiency,OR(EEEnterDefault='Pick Lists'!$B$283,EEEnterDefault2='Pick Lists'!$B$289)),Calculations!R915,0)","v":0},0,0,null,0,0,null,null,null,null,null,null,null,null,null,null,null,null,null,null,null,null,{"$f":"AND(ISNUMBER(B544),B544>=AdoptionYear,B544<=YearImpact)","v":false}]
[null,2058,{"$f":"IF(AND(Section2Trigger=RenewableElectricity,ElecReplFuel='Pick Lists'!$B$51,Ren1EnterDefault2='Pick Lists'!$B$265),Calculations!N512,0)","v":0},{"$f":"IF(AND(Section2Trigger=RenewableElectricity,ElecReplFuel='Pick Lists'!$B$51,OR(Ren1EnterDefault='Pick Lists'!$B$282,Ren1EnterDefault2='Pick Lists'!$B$288)),Calculations!N512,0)","v":0},{"$f":"IF(AND(Section2Trigger=RenewableElectricity,ElecReplFuel='Pick Lists'!$B$52,Ren2EnterDefault2='Pick Lists'!$B$265),Calculations!P576,0)","v":0},{"$f":"IF(AND(Section2Trigger=RenewableElectricity,ElecReplFuel='Pick Lists'!$B$52,OR(Ren2EnterDefault='Pick Lists'!$B$282,Ren2EnterDefault2='Pick Lists'!$B$288)),Calculations!P576,0)","v":0},{"$f":"IF(AND(Section2Trigger=FuelSwitching,FSEnterDefault2='Pick Lists'!$B$265),Calculations!N714,0)","v":0},{"$f":"IF(AND(Section2Trigger=FuelSwitching,OR(FSEnterDefault='Pick Lists'!$B$282,FSEnterDefault2='Pick Lists'!$B$288)),Calculations!N714,0)","v":0},{"$f":"IF(AND(Section2Trigger=EnergyEfficiency,EEEnterDefault2='Pick Lists'!$B$265),Calculations!P852,0)","v":0},{"$f":"IF(AND(Section2Trigger=EnergyEfficiency,OR(EEEnterDefault='Pick Lists'!$B$283,EEEnterDefault2='Pick Lists'!$B$289)),Calculations!R916,0)","v":0},0,0,null,0,0,null,null,null,null,null,null,null,null,null,null,null,null,null,null,null,null,{"$f":"AND(ISNUMBER(B545),B545>=AdoptionYear,B545<=YearImpact)","v":false}]
[null,2059,{"$f":"IF(AND(Section2Trigger=RenewableElectricity,ElecReplFuel='Pick Lists'!$B$51,Ren1EnterDefault2='Pick Lists'!$B$265),Calculations!N513,0)","v":0},{"$f":"IF(AND(Section2Trigger=RenewableElectricity,ElecReplFuel='Pick Lists'!$B$51,OR(Ren1EnterDefault='Pick Lists'!$B$282,Ren1EnterDefault2='Pick Lists'!$B$288)),Calculations!N513,0)","v":0},{"$f":"IF(AND(Section2Trigger=RenewableElectricity,ElecReplFuel='Pick Lists'!$B$52,Ren2EnterDefault2='Pick Lists'!$B$265),Calculations!P577,0)","v":0},{"$f":"IF(AND(Section2Trigger=RenewableElectricity,ElecReplFuel='Pick Lists'!$B$52,OR(Ren2EnterDefault='Pick Lists'!$B$282,Ren2EnterDefault2='Pick Lists'!$B$288)),Calculations!P577,0)","v":0},{"$f":"IF(AND(Section2Trigger=FuelSwitching,FSEnterDefault2='Pick Lists'!$B$265),Calculations!N715,0)","v":0},{"$f":"IF(AND(Section2Trigger=FuelSwitching,OR(FSEnterDefault='Pick Lists'!$B$282,FSEnterDefault2='Pick Lists'!$B$288)),Calculations!N715,0)","v":0},{"$f":"IF(AND(Section2Trigger=EnergyEfficiency,EEEnterDefault2='Pick Lists'!$B$265),Calculations!P853,0)","v":0},{"$f":"IF(AND(Section2Trigger=EnergyEfficiency,OR(EEEnterDefault='Pick Lists'!$B$283,EEEnterDefault2='Pick Lists'!$B$289)),Calculations!R917,0)","v":0},0,0,null,0,0,null,null,null,null,null,null,null,null,null,null,null,null,null,null,null,null,{"$f":"AND(ISNUMBER(B546),B546>=AdoptionYear,B546<=YearImpact)","v":false}]
[null,2060,{"$f":"IF(AND(Section2Trigger=RenewableElectricity,ElecReplFuel='Pick Lists'!$B$51,Ren1EnterDefault2='Pick Lists'!$B$265),Calculations!N514,0)","v":0},{"$f":"IF(AND(Section2Trigger=RenewableElectricity,ElecReplFuel='Pick Lists'!$B$51,OR(Ren1EnterDefault='Pick Lists'!$B$282,Ren1EnterDefault2='Pick Lists'!$B$288)),Calculations!N514,0)","v":0},{"$f":"IF(AND(Section2Trigger=RenewableElectricity,ElecReplFuel='Pick Lists'!$B$52,Ren2EnterDefault2='Pick Lists'!$B$265),Calculations!P578,0)","v":0},{"$f":"IF(AND(Section2Trigger=RenewableElectricity,ElecReplFuel='Pick Lists'!$B$52,OR(Ren2EnterDefault='Pick Lists'!$B$282,Ren2EnterDefault2='Pick Lists'!$B$288)),Calculations!P578,0)","v":0},{"$f":"IF(AND(Section2Trigger=FuelSwitching,FSEnterDefault2='Pick Lists'!$B$265),Calculations!N716,0)","v":0},{"$f":"IF(AND(Section2Trigger=FuelSwitching,OR(FSEnterDefault='Pick Lists'!$B$282,FSEnterDefault2='Pick Lists'!$B$288)),Calculations!N716,0)","v":0},{"$f":"IF(AND(Section2Trigger=EnergyEfficiency,EEEnterDefault2='Pick Lists'!$B$265),Calculations!P854,0)","v":0},{"$f":"IF(AND(Section2Trigger=EnergyEfficiency,OR(EEEnterDefault='Pick Lists'!$B$283,EEEnterDefault2='Pick Lists'!$B$289)),Calculations!R918,0)","v":0},0,0,null,0,0,null,null,null,null,null,null,null,null,null,null,null,null,null,null,null,null,{"$f":"AND(ISNUMBER(B547),B547>=AdoptionYear,B547<=YearImpact)","v":false}]
[null,2061,{"$f":"IF(AND(Section2Trigger=RenewableElectricity,ElecReplFuel='Pick Lists'!$B$51,Ren1EnterDefault2='Pick Lists'!$B$265),Calculations!N515,0)","v":0},{"$f":"IF(AND(Section2Trigger=RenewableElectricity,ElecReplFuel='Pick Lists'!$B$51,OR(Ren1EnterDefault='Pick Lists'!$B$282,Ren1EnterDefault2='Pick Lists'!$B$288)),Calculations!N515,0)","v":0},{"$f":"IF(AND(Section2Trigger=RenewableElectricity,ElecReplFuel='Pick Lists'!$B$52,Ren2EnterDefault2='Pick Lists'!$B$265),Calculations!P579,0)","v":0},{"$f":"IF(AND(Section2Trigger=RenewableElectricity,ElecReplFuel='Pick Lists'!$B$52,OR(Ren2EnterDefault='Pick Lists'!$B$282,Ren2EnterDefault2='Pick Lists'!$B$288)),Calculations!P579,0)","v":0},{"$f":"IF(AND(Section2Trigger=FuelSwitching,FSEnterDefault2='Pick Lists'!$B$265),Calculations!N717,0)","v":0},{"$f":"IF(AND(Section2Trigger=FuelSwitching,OR(FSEnterDefault='Pick Lists'!$B$282,FSEnterDefault2='Pick Lists'!$B$288)),Calculations!N717,0)","v":0},{"$f":"IF(AND(Section2Trigger=EnergyEfficiency,EEEnterDefault2='Pick Lists'!$B$265),Calculations!P855,0)","v":0},{"$f":"IF(AND(Section2Trigger=EnergyEfficiency,OR(EEEnterDefault='Pick Lists'!$B$283,EEEnterDefault2='Pick Lists'!$B$289)),Calculations!R919,0)","v":0},0,0,null,0,0,null,null,null,null,null,null,null,null,null,null,null,null,null,null,null,null,{"$f":"AND(ISNUMBER(B548),B548>=AdoptionYear,B548<=YearImpact)","v":false}]
[null,2062,{"$f":"IF(AND(Section2Trigger=RenewableElectricity,ElecReplFuel='Pick Lists'!$B$51,Ren1EnterDefault2='Pick Lists'!$B$265),Calculations!N516,0)","v":0},{"$f":"IF(AND(Section2Trigger=RenewableElectricity,ElecReplFuel='Pick Lists'!$B$51,OR(Ren1EnterDefault='Pick Lists'!$B$282,Ren1EnterDefault2='Pick Lists'!$B$288)),Calculations!N516,0)","v":0},{"$f":"IF(AND(Section2Trigger=RenewableElectricity,ElecReplFuel='Pick Lists'!$B$52,Ren2EnterDefault2='Pick Lists'!$B$265),Calculations!P580,0)","v":0},{"$f":"IF(AND(Section2Trigger=RenewableElectricity,ElecReplFuel='Pick Lists'!$B$52,OR(Ren2EnterDefault='Pick Lists'!$B$282,Ren2EnterDefault2='Pick Lists'!$B$288)),Calculations!P580,0)","v":0},{"$f":"IF(AND(Section2Trigger=FuelSwitching,FSEnterDefault2='Pick Lists'!$B$265),Calculations!N718,0)","v":0},{"$f":"IF(AND(Section2Trigger=FuelSwitching,OR(FSEnterDefault='Pick Lists'!$B$282,FSEnterDefault2='Pick Lists'!$B$288)),Calculations!N718,0)","v":0},{"$f":"IF(AND(Section2Trigger=EnergyEfficiency,EEEnterDefault2='Pick Lists'!$B$265),Calculations!P856,0)","v":0},{"$f":"IF(AND(Section2Trigger=EnergyEfficiency,OR(EEEnterDefault='Pick Lists'!$B$283,EEEnterDefault2='Pick Lists'!$B$289)),Calculations!R920,0)","v":0},0,0,null,0,0,null,null,null,null,null,null,null,null,null,null,null,null,null,null,null,null,{"$f":"AND(ISNUMBER(B549),B549>=AdoptionYear,B549<=YearImpact)","v":false}]
[null,2063,{"$f":"IF(AND(Section2Trigger=RenewableElectricity,ElecReplFuel='Pick Lists'!$B$51,Ren1EnterDefault2='Pick Lists'!$B$265),Calculations!N517,0)","v":0},{"$f":"IF(AND(Section2Trigger=RenewableElectricity,ElecReplFuel='Pick Lists'!$B$51,OR(Ren1EnterDefault='Pick Lists'!$B$282,Ren1EnterDefault2='Pick Lists'!$B$288)),Calculations!N517,0)","v":0},{"$f":"IF(AND(Section2Trigger=RenewableElectricity,ElecReplFuel='Pick Lists'!$B$52,Ren2EnterDefault2='Pick Lists'!$B$265),Calculations!P581,0)","v":0},{"$f":"IF(AND(Section2Trigger=RenewableElectricity,ElecReplFuel='Pick Lists'!$B$52,OR(Ren2EnterDefault='Pick Lists'!$B$282,Ren2EnterDefault2='Pick Lists'!$B$288)),Calculations!P581,0)","v":0},{"$f":"IF(AND(Section2Trigger=FuelSwitching,FSEnterDefault2='Pick Lists'!$B$265),Calculations!N719,0)","v":0},{"$f":"IF(AND(Section2Trigger=FuelSwitching,OR(FSEnterDefault='Pick Lists'!$B$282,FSEnterDefault2='Pick Lists'!$B$288)),Calculations!N719,0)","v":0},{"$f":"IF(AND(Section2Trigger=EnergyEfficiency,EEEnterDefault2='Pick Lists'!$B$265),Calculations!P857,0)","v":0},{"$f":"IF(AND(Section2Trigger=EnergyEfficiency,OR(EEEnterDefault='Pick Lists'!$B$283,EEEnterDefault2='Pick Lists'!$B$289)),Calculations!R921,0)","v":0},0,0,null,0,0,null,null,null,null,null,null,null,null,null,null,null,null,null,null,null,null,{"$f":"AND(ISNUMBER(B550),B550>=AdoptionYear,B550<=YearImpact)","v":false}]
[null,2064,{"$f":"IF(AND(Section2Trigger=RenewableElectricity,ElecReplFuel='Pick Lists'!$B$51,Ren1EnterDefault2='Pick Lists'!$B$265),Calculations!N518,0)","v":0},{"$f":"IF(AND(Section2Trigger=RenewableElectricity,ElecReplFuel='Pick Lists'!$B$51,OR(Ren1EnterDefault='Pick Lists'!$B$282,Ren1EnterDefault2='Pick Lists'!$B$288)),Calculations!N518,0)","v":0},{"$f":"IF(AND(Section2Trigger=RenewableElectricity,ElecReplFuel='Pick Lists'!$B$52,Ren2EnterDefault2='Pick Lists'!$B$265),Calculations!P582,0)","v":0},{"$f":"IF(AND(Section2Trigger=RenewableElectricity,ElecReplFuel='Pick Lists'!$B$52,OR(Ren2EnterDefault='Pick Lists'!$B$282,Ren2EnterDefault2='Pick Lists'!$B$288)),Calculations!P582,0)","v":0},{"$f":"IF(AND(Section2Trigger=FuelSwitching,FSEnterDefault2='Pick Lists'!$B$265),Calculations!N720,0)","v":0},{"$f":"IF(AND(Section2Trigger=FuelSwitching,OR(FSEnterDefault='Pick Lists'!$B$282,FSEnterDefault2='Pick Lists'!$B$288)),Calculations!N720,0)","v":0},{"$f":"IF(AND(Section2Trigger=EnergyEfficiency,EEEnterDefault2='Pick Lists'!$B$265),Calculations!P858,0)","v":0},{"$f":"IF(AND(Section2Trigger=EnergyEfficiency,OR(EEEnterDefault='Pick Lists'!$B$283,EEEnterDefault2='Pick Lists'!$B$289)),Calculations!R922,0)","v":0},0,0,null,0,0,null,null,null,null,null,null,null,null,null,null,null,null,null,null,null,null,{"$f":"AND(ISNUMBER(B551),B551>=AdoptionYear,B551<=YearImpact)","v":false}]
[null,2065,{"$f":"IF(AND(Section2Trigger=RenewableElectricity,ElecReplFuel='Pick Lists'!$B$51,Ren1EnterDefault2='Pick Lists'!$B$265),Calculations!N519,0)","v":0},{"$f":"IF(AND(Section2Trigger=RenewableElectricity,ElecReplFuel='Pick Lists'!$B$51,OR(Ren1EnterDefault='Pick Lists'!$B$282,Ren1EnterDefault2='Pick Lists'!$B$288)),Calculations!N519,0)","v":0},{"$f":"IF(AND(Section2Trigger=RenewableElectricity,ElecReplFuel='Pick Lists'!$B$52,Ren2EnterDefault2='Pick Lists'!$B$265),Calculations!P583,0)","v":0},{"$f":"IF(AND(Section2Trigger=RenewableElectricity,ElecReplFuel='Pick Lists'!$B$52,OR(Ren2EnterDefault='Pick Lists'!$B$282,Ren2EnterDefault2='Pick Lists'!$B$288)),Calculations!P583,0)","v":0},{"$f":"IF(AND(Section2Trigger=FuelSwitching,FSEnterDefault2='Pick Lists'!$B$265),Calculations!N721,0)","v":0},{"$f":"IF(AND(Section2Trigger=FuelSwitching,OR(FSEnterDefault='Pick Lists'!$B$282,FSEnterDefault2='Pick Lists'!$B$288)),Calculations!N721,0)","v":0},{"$f":"IF(AND(Section2Trigger=EnergyEfficiency,EEEnterDefault2='Pick Lists'!$B$265),Calculations!P859,0)","v":0},{"$f":"IF(AND(Section2Trigger=EnergyEfficiency,OR(EEEnterDefault='Pick Lists'!$B$283,EEEnterDefault2='Pick Lists'!$B$289)),Calculations!R923,0)","v":0},0,0,null,0,0,null,null,null,null,null,null,null,null,null,null,null,null,null,null,null,null,{"$f":"AND(ISNUMBER(B552),B552>=AdoptionYear,B552<=YearImpact)","v":false}]
[null,2066,{"$f":"IF(AND(Section2Trigger=RenewableElectricity,ElecReplFuel='Pick Lists'!$B$51,Ren1EnterDefault2='Pick Lists'!$B$265),Calculations!N520,0)","v":0},{"$f":"IF(AND(Section2Trigger=RenewableElectricity,ElecReplFuel='Pick Lists'!$B$51,OR(Ren1EnterDefault='Pick Lists'!$B$282,Ren1EnterDefault2='Pick Lists'!$B$288)),Calculations!N520,0)","v":0},{"$f":"IF(AND(Section2Trigger=RenewableElectricity,ElecReplFuel='Pick Lists'!$B$52,Ren2EnterDefault2='Pick Lists'!$B$265),Calculations!P584,0)","v":0},{"$f":"IF(AND(Section2Trigger=RenewableElectricity,ElecReplFuel='Pick Lists'!$B$52,OR(Ren2EnterDefault='Pick Lists'!$B$282,Ren2EnterDefault2='Pick Lists'!$B$288)),Calculations!P584,0)","v":0},{"$f":"IF(AND(Section2Trigger=FuelSwitching,FSEnterDefault2='Pick Lists'!$B$265),Calculations!N722,0)","v":0},{"$f":"IF(AND(Section2Trigger=FuelSwitching,OR(FSEnterDefault='Pick Lists'!$B$282,FSEnterDefault2='Pick Lists'!$B$288)),Calculations!N722,0)","v":0},{"$f":"IF(AND(Section2Trigger=EnergyEfficiency,EEEnterDefault2='Pick Lists'!$B$265),Calculations!P860,0)","v":0},{"$f":"IF(AND(Section2Trigger=EnergyEfficiency,OR(EEEnterDefault='Pick Lists'!$B$283,EEEnterDefault2='Pick Lists'!$B$289)),Calculations!R924,0)","v":0},0,0,null,0,0,null,null,null,null,null,null,null,null,null,null,null,null,null,null,null,null,{"$f":"AND(ISNUMBER(B553),B553>=AdoptionYear,B553<=YearImpact)","v":false}]
[null,2067,{"$f":"IF(AND(Section2Trigger=RenewableElectricity,ElecReplFuel='Pick Lists'!$B$51,Ren1EnterDefault2='Pick Lists'!$B$265),Calculations!N521,0)","v":0},{"$f":"IF(AND(Section2Trigger=RenewableElectricity,ElecReplFuel='Pick Lists'!$B$51,OR(Ren1EnterDefault='Pick Lists'!$B$282,Ren1EnterDefault2='Pick Lists'!$B$288)),Calculations!N521,0)","v":0},{"$f":"IF(AND(Section2Trigger=RenewableElectricity,ElecReplFuel='Pick Lists'!$B$52,Ren2EnterDefault2='Pick Lists'!$B$265),Calculations!P585,0)","v":0},{"$f":"IF(AND(Section2Trigger=RenewableElectricity,ElecReplFuel='Pick Lists'!$B$52,OR(Ren2EnterDefault='Pick Lists'!$B$282,Ren2EnterDefault2='Pick Lists'!$B$288)),Calculations!P585,0)","v":0},{"$f":"IF(AND(Section2Trigger=FuelSwitching,FSEnterDefault2='Pick Lists'!$B$265),Calculations!N723,0)","v":0},{"$f":"IF(AND(Section2Trigger=FuelSwitching,OR(FSEnterDefault='Pick Lists'!$B$282,FSEnterDefault2='Pick Lists'!$B$288)),Calculations!N723,0)","v":0},{"$f":"IF(AND(Section2Trigger=EnergyEfficiency,EEEnterDefault2='Pick Lists'!$B$265),Calculations!P861,0)","v":0},{"$f":"IF(AND(Section2Trigger=EnergyEfficiency,OR(EEEnterDefault='Pick Lists'!$B$283,EEEnterDefault2='Pick Lists'!$B$289)),Calculations!R925,0)","v":0},0,0,null,0,0,null,null,null,null,null,null,null,null,null,null,null,null,null,null,null,null,{"$f":"AND(ISNUMBER(B554),B554>=AdoptionYear,B554<=YearImpact)","v":false}]
[null,2068,{"$f":"IF(AND(Section2Trigger=RenewableElectricity,ElecReplFuel='Pick Lists'!$B$51,Ren1EnterDefault2='Pick Lists'!$B$265),Calculations!N522,0)","v":0},{"$f":"IF(AND(Section2Trigger=RenewableElectricity,ElecReplFuel='Pick Lists'!$B$51,OR(Ren1EnterDefault='Pick Lists'!$B$282,Ren1EnterDefault2='Pick Lists'!$B$288)),Calculations!N522,0)","v":0},{"$f":"IF(AND(Section2Trigger=RenewableElectricity,ElecReplFuel='Pick Lists'!$B$52,Ren2EnterDefault2='Pick Lists'!$B$265),Calculations!P586,0)","v":0},{"$f":"IF(AND(Section2Trigger=RenewableElectricity,ElecReplFuel='Pick Lists'!$B$52,OR(Ren2EnterDefault='Pick Lists'!$B$282,Ren2EnterDefault2='Pick Lists'!$B$288)),Calculations!P586,0)","v":0},{"$f":"IF(AND(Section2Trigger=FuelSwitching,FSEnterDefault2='Pick Lists'!$B$265),Calculations!N724,0)","v":0},{"$f":"IF(AND(Section2Trigger=FuelSwitching,OR(FSEnterDefault='Pick Lists'!$B$282,FSEnterDefault2='Pick Lists'!$B$288)),Calculations!N724,0)","v":0},{"$f":"IF(AND(Section2Trigger=EnergyEfficiency,EEEnterDefault2='Pick Lists'!$B$265),Calculations!P862,0)","v":0},{"$f":"IF(AND(Section2Trigger=EnergyEfficiency,OR(EEEnterDefault='Pick Lists'!$B$283,EEEnterDefault2='Pick Lists'!$B$289)),Calculations!R926,0)","v":0},0,0,null,0,0,null,null,null,null,null,null,null,null,null,null,null,null,null,null,null,null,{"$f":"AND(ISNUMBER(B555),B555>=AdoptionYear,B555<=YearImpact)","v":false}]
[null,2069,{"$f":"IF(AND(Section2Trigger=RenewableElectricity,ElecReplFuel='Pick Lists'!$B$51,Ren1EnterDefault2='Pick Lists'!$B$265),Calculations!N523,0)","v":0},{"$f":"IF(AND(Section2Trigger=RenewableElectricity,ElecReplFuel='Pick Lists'!$B$51,OR(Ren1EnterDefault='Pick Lists'!$B$282,Ren1EnterDefault2='Pick Lists'!$B$288)),Calculations!N523,0)","v":0},{"$f":"IF(AND(Section2Trigger=RenewableElectricity,ElecReplFuel='Pick Lists'!$B$52,Ren2EnterDefault2='Pick Lists'!$B$265),Calculations!P587,0)","v":0},{"$f":"IF(AND(Section2Trigger=RenewableElectricity,ElecReplFuel='Pick Lists'!$B$52,OR(Ren2EnterDefault='Pick Lists'!$B$282,Ren2EnterDefault2='Pick Lists'!$B$288)),Calculations!P587,0)","v":0},{"$f":"IF(AND(Section2Trigger=FuelSwitching,FSEnterDefault2='Pick Lists'!$B$265),Calculations!N725,0)","v":0},{"$f":"IF(AND(Section2Trigger=FuelSwitching,OR(FSEnterDefault='Pick Lists'!$B$282,FSEnterDefault2='Pick Lists'!$B$288)),Calculations!N725,0)","v":0},{"$f":"IF(AND(Section2Trigger=EnergyEfficiency,EEEnterDefault2='Pick Lists'!$B$265),Calculations!P863,0)","v":0},{"$f":"IF(AND(Section2Trigger=EnergyEfficiency,OR(EEEnterDefault='Pick Lists'!$B$283,EEEnterDefault2='Pick Lists'!$B$289)),Calculations!R927,0)","v":0},0,0,null,0,0,null,null,null,null,null,null,null,null,null,null,null,null,null,null,null,null,{"$f":"AND(ISNUMBER(B556),B556>=AdoptionYear,B556<=YearImpact)","v":false}]
[null,2070,{"$f":"IF(AND(Section2Trigger=RenewableElectricity,ElecReplFuel='Pick Lists'!$B$51,Ren1EnterDefault2='Pick Lists'!$B$265),Calculations!N524,0)","v":0},{"$f":"IF(AND(Section2Trigger=RenewableElectricity,ElecReplFuel='Pick Lists'!$B$51,OR(Ren1EnterDefault='Pick Lists'!$B$282,Ren1EnterDefault2='Pick Lists'!$B$288)),Calculations!N524,0)","v":0},{"$f":"IF(AND(Section2Trigger=RenewableElectricity,ElecReplFuel='Pick Lists'!$B$52,Ren2EnterDefault2='Pick Lists'!$B$265),Calculations!P588,0)","v":0},{"$f":"IF(AND(Section2Trigger=RenewableElectricity,ElecReplFuel='Pick Lists'!$B$52,OR(Ren2EnterDefault='Pick Lists'!$B$282,Ren2EnterDefault2='Pick Lists'!$B$288)),Calculations!P588,0)","v":0},{"$f":"IF(AND(Section2Trigger=FuelSwitching,FSEnterDefault2='Pick Lists'!$B$265),Calculations!N726,0)","v":0},{"$f":"IF(AND(Section2Trigger=FuelSwitching,OR(FSEnterDefault='Pick Lists'!$B$282,FSEnterDefault2='Pick Lists'!$B$288)),Calculations!N726,0)","v":0},{"$f":"IF(AND(Section2Trigger=EnergyEfficiency,EEEnterDefault2='Pick Lists'!$B$265),Calculations!P864,0)","v":0},{"$f":"IF(AND(Section2Trigger=EnergyEfficiency,OR(EEEnterDefault='Pick Lists'!$B$283,EEEnterDefault2='Pick Lists'!$B$289)),Calculations!R928,0)","v":0},0,0,null,0,0,null,null,null,null,null,null,null,null,null,null,null,null,null,null,null,null,{"$f":"AND(ISNUMBER(B557),B557>=AdoptionYear,B557<=YearImpact)","v":false}]
[null,null,null,null,null,null,null,null,null,null,null,null,null,null,null,null,null,null,null,null,null,null,null,null,null,null,null,null,null,null,null,{"$f":"AND(ISNUMBER(B558),B558>=AdoptionYear,B558<=YearImpact)","v":false}]
[]
[null,null,"Adoption year through 2020","2021 through 2030","2031 through 2040","2041 through 2050","2051 through 2060","2061 through 2070","Total"]
[null,"Baseline Emissions",{"$f":"SUMIF(B367:B427,\"<2021\",K367:K427)","v":0},{"$f":"SUMIFS(K367:K427,B367:B427,\"<2031\",B367:B427,\">2020\")","v":0},{"$f":"SUMIFS(K367:K427,B367:B427,\"<2041\",B367:B427,\">2030\")","v":0},{"$f":"SUMIFS(K367:K427,B367:B427,\"<2051\",B367:B427,\">2040\")","v":0},{"$f":"SUMIFS($K$367:$K$427,$B$367:$B$427,\"<2061\",$B$367:$B$427,\">2050\")","v":0},{"$f":"SUMIFS($K$367:$K$427,$B$367:$B$427,\"<2071\",$B$367:$B$427,\">2060\")","v":0},{"$f":"SUMIF(B367:B427,\"<2071\",K367:K427)","v":0}]
[null,"Activity Emissions",{"$f":"SUMIF(B432:B492,\"<2021\",K432:K492)","v":0},{"$f":"SUMIFS(K432:K492,B432:B492,\"<2031\",B432:B492,\">2020\")","v":0},{"$f":"SUMIFS(K432:K492,B432:B492,\"<2041\",B432:B492,\">2030\")","v":0},{"$f":"SUMIFS(K432:K492,B432:B492,\"<2051\",B432:B492,\">2040\")","v":0},{"$f":"SUMIFS($K$432:$K$492,$B$432:$B$492,\"<2061\",$B$432:$B$492,\">2050\")","v":0},{"$f":"SUMIFS($K$432:$K$492,$B$432:$B$492,\"<2071\",$B$432:$B$492,\">2060\")","v":0},{"$f":"SUMIF(B432:B492,\"<2071\",K432:K492)","v":0}]
[null,"Emission Reductions",{"$f":"SUMIF(B367:B427,\"<2021\",K497:K557)","v":0},{"$f":"SUMIFS(K497:K557,B497:B557,\"<2031\",B497:B557,\">2020\")","v":0},{"$f":"SUMIFS(K497:K557,B497:B557,\"<2041\",B497:B557,\">2030\")","v":0},{"$f":"SUMIFS(K497:K557,B497:B557,\"<2051\",B497:B557,\">2040\")","v":0},{"$f":"SUMIFS($K$497:$K$557,$B$497:$B$557,\"<2061\",$B$497:$B$557,\">2050\")","v":0},{"$f":"SUMIFS($K$497:$K$557,$B$497:$B$557,\"<2071\",$B$497:$B$557,\">2060\")","v":0},{"$f":"SUMIF(B497:B557,\"<2071\",K497:K557)","v":0}]
[null,null,{"$f":"C561-C562=C563","v":true},true,true,true,true,true,true]
[null,"difference",{"$f":"C561-C562-C563","v":0},0,0,0,0,0,0]

{"sheet":"Country Parameters","index":8,"n_rows":233,"n_cols":112,"rows_kept":233,"cut":false,"hidden":false,"merged":[]}
[null,1,2,3,4,5,6,7,8,9,10,11,12,13,null,null,14,15,16,null,null,7,{"$f":"V1+1","v":8},{"$f":"W1+1","v":9},10,11,12,13,14,15,16,17,18,19,20,21,22,23,24,25,26,27,{"$f":"AP1+1","v":28},29,30,31,32,33,34,35,36,37,38,39,40,41,42,43,44,45,46,null,null,null,null,{"$f":"BI1+1","v":47},null,29,{"$f":"BP1+1","v":30},{"$f":"BQ1+1","v":31},32,33,34,35,36,37,38,39,40,41,42,43,44,45,46,47,48,49,{"$f":"CJ1+1","v":50},51,52,53,54,55,56,57,58,59,60,61,62,63,64,65,66,67,68]
[null,"Country Parameters",null,null,null,null,null,null,null,null,null,null,null,null,null,null,null,null,null,null,null,"Country Level Projection ",null,null,null,null,null,null,null,null,null,null,null,null,null,null,null,null,null,null,null,null,null,null,null,null,null,null,null,null,null,null,null,null,null,null,null,null,null,null,null,null,null,null,null,null,null,"PROXY DATA - Projection Defaults using Regional Growths"]
[null,"Short-form name","Long-form name","US FIPS","Alpha-2","Alpha-3","Numeric Code","Latitude Average","Longitude Average","Region","\nGrid Average Utilized (Grams CO2/kWh) ","Grams CO2/kWh\n(Coal/Peat)","Grams CO2/kWh\n(Oil)","Grams CO2/kWh\n(Natural Gas)","Grid Average (IEA) (Grams CO2/kWh)","CDM Avearge Combined Marginal (IGES)","Average Solar Insolation (kWh/m^2/day) and Average-Day Insolation (hr)","Average Grid Line Loss Rate (%)","Regional Average Grid Emission Factor utilized","New Region (from WEO)",null,{"$f":"AdoptionYear","v":0},{"$f":"V3+1","v":1},{"$f":"W3+1","v":2},3,4,5,6,7,8,9,10,11,12,13,14,15,16,17,18,19,20,{"$f":"AP3+1","v":21},22,23,24,25,26,27,28,29,30,31,32,33,34,35,36,37,38,39,{"$f":"BI3+1","v":40},{"$f":"BJ3+1","v":41},{"$f":"BK3+1","v":42},{"$f":"BL3+1","v":43},{"$f":"BM3+1","v":44},null,{"$f":"AdoptionYear","v":0},{"$f":"BP3+1","v":1},2,3,4,5,6,7,8,9,10,11,12,13,14,15,16,17,18,19,20,{"$f":"CJ3+1","v":21},22,23,24,25,26,27,28,29,30,31,32,33,34,35,36,37,38,39,{"$f":"DC3+1","v":40},{"$f":"DD3+1","v":41},{"$f":"DE3+1","v":42},{"$f":"DF3+1","v":43},{"$f":"DG3+1","v":44}]
[null,"Afghanistan","Islamic Republic of Afghanistan","AF","AF","AFG",4,33,65,"Asia",{"$f":"IF(P4=\"N/A\",O4,P4)","v":846.53392083466008},{"$f":"IF(ISERROR(VLOOKUP($B4,'Grid EFs'!$B$14:$F$167,3,FALSE)),VLOOKUP($J4,'Grid EFs'!$B$4:$F$9,3,FALSE),VLOOKUP($B4,'Grid EFs'!$B$14:$F$167,3,FALSE))","v":1144.2709},{"$f":"IF(ISERROR(VLOOKUP($B4,'Grid EFs'!$B$14:$F$167,4,FALSE)),VLOOKUP($J4,'Grid EFs'!$B$4:$F$9,4,FALSE),VLOOKUP($B4,'Grid EFs'!$B$14:$F$167,4,FALSE))","v":843.06479999999999},{"$f":"IF(ISERROR(VLOOKUP($B4,'Grid EFs'!$B$14:$F$167,5,FALSE)),VLOOKUP($J4,'Grid EFs'!$B$4:$F$9,5,FALSE),VLOOKUP($B4,'Grid EFs'!$B$14:$F$167,5,FALSE))","v":451.97480000000002},451.13060000000002,846.53392083466008,5.3,{"$f":"IF(ISERROR(VLOOKUP($B4,LineLoss!$B$4:$C$147,2,FALSE)),VLOOKUP($J4,LineLoss!$E$4:$F$9,2,FALSE),VLOOKUP($B4,LineLoss!$B$4:$C$147,2,FALSE))","v":5.7300046286854894E-2},{"$f":"IF(ISNUMBER(MATCH(B4,'Grid EFs'!$B$14:$B$167,0)),\"\",\"*\")","v":"*"},"Non-OECD Asia",null,{"$f":"$K4","v":846.53392083466008},{"$f":"$K4","v":846.53392083466008},846.53392083466008,846.53392083466008,846.53392083466008,846.53392083466008,846.53392083466008,846.53392083466008,846.53392083466008,846.53392083466008,846.53392083466008,846.53392083466008,846.53392083466008,846.53392083466008,846.53392083466008,846.53392083466008,846.53392083466008,{"$f":"$K4","v":846.53392083466008},846.53392083466008,846.53392083466008,846.53392083466008,{"$f":"$K4","v":846.53392083466008},846.53392083466008,846.53392083466008,846.53392083466008,846.53392083466008,846.53392083466008,846.53392083466008,846.53392083466008,846.53392083466008,846.53392083466008,846.53392083466008,846.53392083466008,{"$f":"$K4","v":846.53392083466008},846.53392083466008,846.53392083466008,846.53392083466008,846.53392083466008,846.53392083466008,846.53392083466008,846.53392083466008,846.53392083466008,846.53392083466008,846.53392083466008,846.53392083466008,null,{"$f":"$K4","v":846.53392083466008},846.53392083466008,846.53392083466008,846.53392083466008,846.53392083466008,846.53392083466008,846.53392083466008,846.53392083466008,846.53392083466008,846.53392083466008,{"$f":"$K4","v":846.53392083466008},846.53392083466008,846.53392083466008,846.53392083466008,846.53392083466008,846.53392083466008,846.53392083466008,846.53392083466008,846.53392083466008,846.53392083466008,846.53392083466008,846.53392083466008,846.53392083466008,846.53392083466008,846.53392083466008,846.53392083466008,{"$f":"$K4","v":846.53392083466008},846.53392083466008,846.53392083466008,846.53392083466008,846.53392083466008,846.53392083466008,846.53392083466008,846.53392083466008,846.53392083466008,846.53392083466008,846.53392083466008,846.53392083466008,846.53392083466008,846.53392083466008,846.53392083466008,846.53392083466008,{"$f":"$K4","v":846.53392083466008},846.53392083466008,846.53392083466008]
[null,"Albania","Republic of Albania","AL","AL","ALB",8,41,20,"Europe",{"$f":"IF(P5=\"N/A\",O5,P5)","v":312.0333333333333},{"$f":"IF(ISERROR(VLOOKUP($B5,'Grid EFs'!$B$14:$F$167,3,FALSE)),VLOOKUP($J5,'Grid EFs'!$B$4:$F$9,3,FALSE),VLOOKUP($B5,'Grid EFs'!$B$14:$F$167,3,FALSE))","v":919.05070000000001},{"$f":"IF(ISERROR(VLOOKUP($B5,'Grid EFs'!$B$14:$F$167,4,FALSE)),VLOOKUP($J5,'Grid EFs'!$B$4:$F$9,4,FALSE),VLOOKUP($B5,'Grid EFs'!$B$14:$F$167,4,FALSE))","v":785.51969999999994},{"$f":"IF(ISERROR(VLOOKUP($B5,'Grid EFs'!$B$14:$F$167,5,FALSE)),VLOOKUP($J5,'Grid EFs'!$B$4:$F$9,5,FALSE),VLOOKUP($B5,'Grid EFs'!$B$14:$F$167,5,FALSE))","v":527.41980000000001},6.9824000000000002,312.0333333333333,4.1399999999999997,{"$f":"IF(ISERROR(VLOOKUP($B5,LineLoss!$B$4:$C$147,2,FALSE)),VLOOKUP($J5,LineLoss!$E$4:$F$9,2,FALSE),VLOOKUP($B5,LineLoss!$B$4:$C$147,2,FALSE))","v":0.10120170181363654},{"$f":"IF(ISNUMBER(MATCH(B5,'Grid EFs'!$B$14:$B$167,0)),\"\",\"*\")","v":""},"Eastern Europe & Eurasia",null,{"$f":"$K5","v":312.0333333333333},312.0333333333333,312.0333333333333,312.0333333333333,312.0333333333333,312.0333333333333,312.0333333333333,312.0333333333333,312.0333333333333,312.0333333333333,312.0333333333333,312.0333333333333,312.0333333333333,312.0333333333333,312.0333333333333,312.0333333333333,312.0333333333333,312.0333333333333,312.0333333333333,312.0333333333333,312.0333333333333,312.0333333333333,312.0333333333333,312.0333333333333,312.0333333333333,312.0333333333333,312.0333333333333,312.0333333333333,312.0333333333333,312.0333333333333,312.0333333333333,312.0333333333333,312.0333333333333,312.0333333333333,312.0333333333333,312.0333333333333,312.0333333333333,312.0333333333333,312.0333333333333,312.0333333333333,312.0333333333333,312.0333333333333,312.0333333333333,312.0333333333333,312.0333333333333,null,312.0333333333333,312.0333333333333,312.0333333333333,312.0333333333333,312.0333333333333,312.0333333333333,312.0333333333333,312.0333333333333,312.0333333333333,312.0333333333333,312.0333333333333,312.0333333333333,312.0333333333333,312.0333333333333,312.0333333333333,312.0333333333333,312.0333333333333,312.0333333333333,312.0333333333333,312.0333333333333,312.0333333333333,312.0333333333333,312.0333333333333,312.0333333333333,312.0333333333333,312.0333333333333,312.0333333333333,312.0333333333333,312.0333333333333,312.0333333333333,312.0333333333333,312.0333333333333,312.0333333333333,312.0333333333333,312.0333333333333,312.0333333333333,312.0333333333333,312.0333333333333,312.0333333333333,312.0333333333333,312.0333333333333,312.0333333333333,312.0333333333333,312.0333333333333,312.0333333333333]
[null,"Algeria","People's Democratic Republic of Algeria","AG","DZ","DZA",12,28,3,"Africa",720.02358500000003,{"$f":"IF(ISERROR(VLOOKUP($B6,'Grid EFs'!$B$14:$F$167,3,FALSE)),VLOOKUP($J6,'Grid EFs'!$B$4:$F$9,3,FALSE),VLOOKUP($B6,'Grid EFs'!$B$14:$F$167,3,FALSE))","v":974.53949999999998},{"$f":"IF(ISERROR(VLOOKUP($B6,'Grid EFs'!$B$14:$F$167,4,FALSE)),VLOOKUP($J6,'Grid EFs'!$B$4:$F$9,4,FALSE),VLOOKUP($B6,'Grid EFs'!$B$14:$F$167,4,FALSE))","v":935.38210000000004},{"$f":"IF(ISERROR(VLOOKUP($B6,'Grid EFs'!$B$14:$F$167,5,FALSE)),VLOOKUP($J6,'Grid EFs'!$B$4:$F$9,5,FALSE),VLOOKUP($B6,'Grid EFs'!$B$14:$F$167,5,FALSE))","v":528.50840000000005},549.20079999999996,720.02358500000003,5.61,{"$f":"IF(ISERROR(VLOOKUP($B6,LineLoss!$B$4:$C$147,2,FALSE)),VLOOKUP($J6,LineLoss!$E$4:$F$9,2,FALSE),VLOOKUP($B6,LineLoss!$B$4:$C$147,2,FALSE))","v":9.4921608188063056E-2},{"$f":"IF(ISNUMBER(MATCH(B6,'Grid EFs'!$B$14:$B$167,0)),\"\",\"*\")","v":""},"Africa",null,720.02358500000003,720.02358500000003,720.02358500000003,720.02358500000003,720.02358500000003,720.02358500000003,720.02358500000003,720.02358500000003,720.02358500000003,720.02358500000003,720.02358500000003,720.02358500000003,720.02358500000003,720.02358500000003,720.02358500000003,720.02358500000003,720.02358500000003,720.02358500000003,720.02358500000003,720.02358500000003,720.02358500000003,720.02358500000003,720.02358500000003,720.02358500000003,720.02358500000003,720.02358500000003,720.02358500000003,720.02358500000003,720.02358500000003,720.02358500000003,720.02358500000003,720.02358500000003,720.02358500000003,720.02358500000003,720.02358500000003,720.02358500000003,720.02358500000003,720.02358500000003,720.02358500000003,720.02358500000003,720.02358500000003,720.02358500000003,720.02358500000003,720.02358500000003,720.02358500000003,null,720.02358500000003,720.02358500000003,720.02358500000003,720.02358500000003,720.02358500000003,720.02358500000003,720.02358500000003,720.02358500000003,720.02358500000003,720.02358500000003,720.02358500000003,720.02358500000003,720.02358500000003,720.02358500000003,720.02358500000003,720.02358500000003,720.02358500000003,720.02358500000003,720.02358500000003,720.02358500000003,720.02358500000003,720.02358500000003,720.02358500000003,720.02358500000003,720.02358500000003,720.02358500000003,720.02358500000003,720.02358500000003,720.02358500000003,720.02358500000003,720.02358500000003,720.02358500000003,720.02358500000003,720.02358500000003,720.02358500000003,720.02358500000003,720.02358500000003,720.02358500000003,720.02358500000003,720.02358500000003,720.02358500000003,720.02358500000003,720.02358500000003,720.02358500000003,720.02358500000003]
[null,"Andorra","Principality of Andorra","AN","AD","AND",20,42.5,1.6,"Europe",331.06400000000002,{"$f":"IF(ISERROR(VLOOKUP($B7,'Grid EFs'!$B$14:$F$167,3,FALSE)),VLOOKUP($J7,'Grid EFs'!$B$4:$F$9,3,FALSE),VLOOKUP($B7,'Grid EFs'!$B$14:$F$167,3,FALSE))","v":917.48320000000001},{"$f":"IF(ISERROR(VLOOKUP($B7,'Grid EFs'!$B$14:$F$167,4,FALSE)),VLOOKUP($J7,'Grid EFs'!$B$4:$F$9,4,FALSE),VLOOKUP($B7,'Grid EFs'!$B$14:$F$167,4,FALSE))","v":690.57929999999999},{"$f":"IF(ISERROR(VLOOKUP($B7,'Grid EFs'!$B$14:$F$167,5,FALSE)),VLOOKUP($J7,'Grid EFs'!$B$4:$F$9,5,FALSE),VLOOKUP($B7,'Grid EFs'!$B$14:$F$167,5,FALSE))","v":359.07440000000003},331.06400000000002,"N/A",3.7,{"$f":"IF(ISERROR(VLOOKUP($B7,LineLoss!$B$4:$C$147,2,FALSE)),VLOOKUP($J7,LineLoss!$E$4:$F$9,2,FALSE),VLOOKUP($B7,LineLoss!$B$4:$C$147,2,FALSE))","v":5.8109323007447068E-2},{"$f":"IF(ISNUMBER(MATCH(B7,'Grid EFs'!$B$14:$B$167,0)),\"\",\"*\")","v":"*"},"Non-OECD",null,331.06400000000002,331.06400000000002,331.06400000000002,331.06400000000002,331.06400000000002,331.06400000000002,331.06400000000002,331.06400000000002,331.06400000000002,331.06400000000002,331.06400000000002,331.06400000000002,331.06400000000002,331.06400000000002,331.06400000000002,331.06400000000002,331.06400000000002,331.06400000000002,331.06400000000002,331.06400000000002,331.06400000000002,331.06400000000002,331.06400000000002,331.06400000000002,331.06400000000002,331.06400000000002,331.06400000000002,331.06400000000002,331.06400000000002,331.06400000000002,331.06400000000002,331.06400000000002,331.06400000000002,331.06400000000002,331.06400000000002,331.06400000000002,331.06400000000002,331.06400000000002,331.06400000000002,331.06400000000002,331.06400000000002,331.06400000000002,331.06400000000002,331.06400000000002,331.06400000000002,null,331.06400000000002,331.06400000000002,331.06400000000002,331.06400000000002,331.06400000000002,331.06400000000002,331.06400000000002,331.06400000000002,331.06400000000002,331.06400000000002,331.06400000000002,331.06400000000002,331.06400000000002,331.06400000000002,331.06400000000002,331.06400000000002,331.06400000000002,331.06400000000002,331.06400000000002,331.06400000000002,331.06400000000002,331.06400000000002,331.06400000000002,331.06400000000002,331.06400000000002,331.06400000000002,331.06400000000002,331.06400000000002,331.06400000000002,331.06400000000002,331.06400000000002,331.06400000000002,331.06400000000002,331.06400000000002,331.06400000000002,331.06400000000002,331.06400000000002,331.06400000000002,331.06400000000002,331.06400000000002,331.06400000000002,331.06400000000002,331.06400000000002,331.06400000000002,331.06400000000002]
[null,"Angola","Republic of Angola","AO","AO","AGO",24,-12.5,18.5,"Africa",840.8,{"$f":"IF(ISERROR(VLOOKUP($B8,'Grid EFs'!$B$14:$F$167,3,FALSE)),VLOOKUP($J8,'Grid EFs'!$B$4:$F$9,3,FALSE),VLOOKUP($B8,'Grid EFs'!$B$14:$F$167,3,FALSE))","v":974.53949999999998},{"$f":"IF(ISERROR(VLOOKUP($B8,'Grid EFs'!$B$14:$F$167,4,FALSE)),VLOOKUP($J8,'Grid EFs'!$B$4:$F$9,4,FALSE),VLOOKUP($B8,'Grid EFs'!$B$14:$F$167,4,FALSE))","v":1343.4219000000001},{"$f":"IF(ISERROR(VLOOKUP($B8,'Grid EFs'!$B$14:$F$167,5,FALSE)),VLOOKUP($J8,'Grid EFs'!$B$4:$F$9,5,FALSE),VLOOKUP($B8,'Grid EFs'!$B$14:$F$167,5,FALSE))","v":456.774},390.84410000000003,840.8,5.58,{"$f":"IF(ISERROR(VLOOKUP($B8,LineLoss!$B$4:$C$147,2,FALSE)),VLOOKUP($J8,LineLoss!$E$4:$F$9,2,FALSE),VLOOKUP($B8,LineLoss!$B$4:$C$147,2,FALSE))","v":7.4274443578152466E-2},{"$f":"IF(ISNUMBER(MATCH(B8,'Grid EFs'!$B$14:$B$167,0)),\"\",\"*\")","v":""},"Africa",null,840.8,840.8,840.8,840.8,840.8,840.8,840.8,840.8,840.8,840.8,840.8,840.8,840.8,840.8,840.8,840.8,840.8,840.8,840.8,840.8,840.8,840.8,840.8,840.8,840.8,840.8,840.8,840.8,840.8,840.8,840.8,840.8,840.8,840.8,840.8,840.8,840.8,840.8,840.8,840.8,840.8,840.8,840.8,840.8,840.8,null,840.8,840.8,840.8,840.8,840.8,840.8,840.8,840.8,840.8,840.8,840.8,840.8,840.8,840.8,840.8,840.8,840.8,840.8,840.8,840.8,840.8,840.8,840.8,840.8,840.8,840.8,840.8,840.8,840.8,840.8,840.8,840.8,840.8,840.8,840.8,840.8,840.8,840.8,840.8,840.8,840.8,840.8,840.8,840.8,840.8]
[null,"Antigua and Barbuda","Antigua and Barbuda","AC","AG","ATG",28,17.05,-61.8,"North America",472.44098150782378,{"$f":"IF(ISERROR(VLOOKUP($B9,'Grid EFs'!$B$14:$F$167,3,FALSE)),VLOOKUP($J9,'Grid EFs'!$B$4:$F$9,3,FALSE),VLOOKUP($B9,'Grid EFs'!$B$14:$F$167,3,FALSE))","v":912.40520000000004},{"$f":"IF(ISERROR(VLOOKUP($B9,'Grid EFs'!$B$14:$F$167,4,FALSE)),VLOOKUP($J9,'Grid EFs'!$B$4:$F$9,4,FALSE),VLOOKUP($B9,'Grid EFs'!$B$14:$F$167,4,FALSE))","v":718.42819999999995},{"$f":"IF(ISERROR(VLOOKUP($B9,'Grid EFs'!$B$14:$F$167,5,FALSE)),VLOOKUP($J9,'Grid EFs'!$B$4:$F$9,5,FALSE),VLOOKUP($B9,'Grid EFs'!$B$14:$F$167,5,FALSE))","v":407.01139999999998},200.8047,472.44098150782378,6.16,{"$f":"IF(ISERROR(VLOOKUP($B9,LineLoss!$B$4:$C$147,2,FALSE)),VLOOKUP($J9,LineLoss!$E$4:$F$9,2,FALSE),VLOOKUP($B9,LineLoss!$B$4:$C$147,2,FALSE))","v":5.7679364750868239E-2},{"$f":"IF(ISNUMBER(MATCH(B9,'Grid EFs'!$B$14:$B$167,0)),\"\",\"*\")","v":"*"},"Latin America",null,472.44098150782378,472.44098150782378,472.44098150782378,472.44098150782378,472.44098150782378,472.44098150782378,472.44098150782378,472.44098150782378,472.44098150782378,472.44098150782378,472.44098150782378,472.44098150782378,472.44098150782378,472.44098150782378,472.44098150782378,472.44098150782378,472.44098150782378,472.44098150782378,472.44098150782378,472.44098150782378,472.44098150782378,472.44098150782378,472.44098150782378,472.44098150782378,472.44098150782378,472.44098150782378,472.44098150782378,472.44098150782378,472.44098150782378,472.44098150782378,472.44098150782378,472.44098150782378,472.44098150782378,472.44098150782378,472.44098150782378,472.44098150782378,472.44098150782378,472.44098150782378,472.44098150782378,472.44098150782378,472.44098150782378,472.44098150782378,472.44098150782378,472.44098150782378,472.44098150782378,null,472.44098150782378,472.44098150782378,472.44098150782378,472.44098150782378,472.44098150782378,472.44098150782378,472.44098150782378,472.44098150782378,472.44098150782378,472.44098150782378,472.44098150782378,472.44098150782378,472.44098150782378,472.44098150782378,472.44098150782378,472.44098150782378,472.44098150782378,472.44098150782378,472.44098150782378,472.44098150782378,472.44098150782378,472.44098150782378,472.44098150782378,472.44098150782378,472.44098150782378,472.44098150782378,472.44098150782378,472.44098150782378,472.44098150782378,472.44098150782378,472.44098150782378,472.44098150782378,472.44098150782378,472.44098150782378,472.44098150782378,472.44098150782378,472.44098150782378,472.44098150782378,472.44098150782378,472.44098150782378,472.44098150782378,472.44098150782378,472.44098150782378,472.44098150782378,472.44098150782378]
[null,"Argentina","Argentine Republic","AR","AR","ARG",32,-34,-64,"South America",504.72114285714298,{"$f":"IF(ISERROR(VLOOKUP($B10,'Grid EFs'!$B$14:$F$167,3,FALSE)),VLOOKUP($J10,'Grid EFs'!$B$4:$F$9,3,FALSE),VLOOKUP($B10,'Grid EFs'!$B$14:$F$167,3,FALSE))","v":1165.1775},{"$f":"IF(ISERROR(VLOOKUP($B10,'Grid EFs'!$B$14:$F$167,4,FALSE)),VLOOKUP($J10,'Grid EFs'!$B$4:$F$9,4,FALSE),VLOOKUP($B10,'Grid EFs'!$B$14:$F$167,4,FALSE))","v":731.76139999999998},{"$f":"IF(ISERROR(VLOOKUP($B10,'Grid EFs'!$B$14:$F$167,5,FALSE)),VLOOKUP($J10,'Grid EFs'!$B$4:$F$9,5,FALSE),VLOOKUP($B10,'Grid EFs'!$B$14:$F$167,5,FALSE))","v":476.05540000000002},397.17439999999999,504.72114285714298,4.8,{"$f":"IF(ISERROR(VLOOKUP($B10,LineLoss!$B$4:$C$147,2,FALSE)),VLOOKUP($J10,LineLoss!$E$4:$F$9,2,FALSE),VLOOKUP($B10,LineLoss!$B$4:$C$147,2,FALSE))","v":8.483952739530716E-2},{"$f":"IF(ISNUMBER(MATCH(B10,'Grid EFs'!$B$14:$B$167,0)),\"\",\"*\")","v":""},"Latin America",null,504.72114285714298,504.72114285714298,504.72114285714298,504.72114285714298,504.72114285714298,504.72114285714298,504.72114285714298,504.72114285714298,504.72114285714298,504.72114285714298,504.72114285714298,504.72114285714298,504.72114285714298,504.72114285714298,504.72114285714298,504.72114285714298,504.72114285714298,504.72114285714298,504.72114285714298,504.72114285714298,504.72114285714298,504.72114285714298,504.72114285714298,504.72114285714298,504.72114285714298,504.72114285714298,504.72114285714298,504.72114285714298,504.72114285714298,504.72114285714298,504.72114285714298,504.72114285714298,504.72114285714298,504.72114285714298,504.72114285714298,504.72114285714298,504.72114285714298,504.72114285714298,504.72114285714298,504.72114285714298,504.72114285714298,504.72114285714298,504.72114285714298,504.72114285714298,504.72114285714298,null,504.72114285714298,504.72114285714298,504.72114285714298,504.72114285714298,504.72114285714298,504.72114285714298,504.72114285714298,504.72114285714298,504.72114285714298,504.72114285714298,504.72114285714298,504.72114285714298,504.72114285714298,504.72114285714298,504.72114285714298,504.72114285714298,504.72114285714298,504.72114285714298,504.72114285714298,504.72114285714298,504.72114285714298,504.72114285714298,504.72114285714298,504.72114285714298,504.72114285714298,504.72114285714298,504.72114285714298,504.72114285714298,504.72114285714298,504.72114285714298,504.72114285714298,504.72114285714298,504.72114285714298,504.72114285714298,504.72114285714298,504.72114285714298,504.72114285714298,504.72114285714298,504.72114285714298,504.72114285714298,504.72114285714298,504.72114285714298,504.72114285714298,504.72114285714298,504.72114285714298]
[null,"Armenia","Republic of Armenia","AM","AM","ARM",51,40,45,"Asia",435.9666666666667,{"$f":"IF(ISERROR(VLOOKUP($B11,'Grid EFs'!$B$14:$F$167,3,FALSE)),VLOOKUP($J11,'Grid EFs'!$B$4:$F$9,3,FALSE),VLOOKUP($B11,'Grid EFs'!$B$14:$F$167,3,FALSE))","v":919.05070000000001},{"$f":"IF(ISERROR(VLOOKUP($B11,'Grid EFs'!$B$14:$F$167,4,FALSE)),VLOOKUP($J11,'Grid EFs'!$B$4:$F$9,4,FALSE),VLOOKUP($B11,'Grid EFs'!$B$14:$F$167,4,FALSE))","v":785.51969999999994},{"$f":"IF(ISERROR(VLOOKUP($B11,'Grid EFs'!$B$14:$F$167,5,FALSE)),VLOOKUP($J11,'Grid EFs'!$B$4:$F$9,5,FALSE),VLOOKUP($B11,'Grid EFs'!$B$14:$F$167,5,FALSE))","v":417.32839999999999},176.5181,435.9666666666667,3.96,{"$f":"IF(ISERROR(VLOOKUP($B11,LineLoss!$B$4:$C$147,2,FALSE)),VLOOKUP($J11,LineLoss!$E$4:$F$9,2,FALSE),VLOOKUP($B11,LineLoss!$B$4:$C$147,2,FALSE))","v":8.1117836477101496E-2},{"$f":"IF(ISNUMBER(MATCH(B11,'Grid EFs'!$B$14:$B$167,0)),\"\",\"*\")","v":""},"Eastern Europe & Eurasia",null,435.9666666666667,435.9666666666667,435.9666666666667,435.9666666666667,435.9666666666667,435.9666666666667,435.9666666666667,435.9666666666667,435.9666666666667,435.9666666666667,435.9666666666667,435.9666666666667,435.9666666666667,435.9666666666667,435.9666666666667,435.9666666666667,435.9666666666667,435.9666666666667,435.9666666666667,435.9666666666667,435.9666666666667,435.9666666666667,435.9666666666667,435.9666666666667,435.9666666666667,435.9666666666667,435.9666666666667,435.9666666666667,435.9666666666667,435.9666666666667,435.9666666666667,435.9666666666667,435.9666666666667,435.9666666666667,435.9666666666667,435.9666666666667,435.9666666666667,435.9666666666667,435.9666666666667,435.9666666666667,435.9666666666667,435.9666666666667,435.9666666666667,435.9666666666667,435.9666666666667,null,435.9666666666667,435.9666666666667,435.9666666666667,435.9666666666667,435.9666666666667,435.9666666666667,435.9666666666667,435.9666666666667,435.9666666666667,435.9666666666667,435.9666666666667,435.9666666666667,435.9666666666667,435.9666666666667,435.9666666666667,435.9666666666667,435.9666666666667,435.9666666666667,435.9666666666667,435.9666666666667,435.9666666666667,435.9666666666667,435.9666666666667,435.9666666666667,435.9666666666667,435.9666666666667,435.9666666666667,435.9666666666667,435.9666666666667,435.9666666666667,435.9666666666667,435.9666666666667,435.9666666666667,435.9666666666667,435.9666666666667,435.9666666666667,435.9666666666667,435.9666666666667,435.9666666666667,435.9666666666667,435.9666666666667,435.9666666666667,435.9666666666667,435.9666666666667,435.9666666666667]
[null,"Australia","Commonwealth of Australia","AS","AU","AUS",36,-27,133,"Oceania",798.90189999999996,{"$f":"IF(ISERROR(VLOOKUP($B12,'Grid EFs'!$B$14:$F$167,3,FALSE)),VLOOKUP($J12,'Grid EFs'!$B$4:$F$9,3,FALSE),VLOOKUP($B12,'Grid EFs'!$B$14:$F$167,3,FALSE))","v":993.75379999999996},{"$f":"IF(ISERROR(VLOOKUP($B12,'Grid EFs'!$B$14:$F$167,4,FALSE)),VLOOKUP($J12,'Grid EFs'!$B$4:$F$9,4,FALSE),VLOOKUP($B12,'Grid EFs'!$B$14:$F$167,4,FALSE))","v":679.18949999999995},{"$f":"IF(ISERROR(VLOOKUP($B12,'Grid EFs'!$B$14:$F$167,5,FALSE)),VLOOKUP($J12,'Grid EFs'!$B$4:$F$9,5,FALSE),VLOOKUP($B12,'Grid EFs'!$B$14:$F$167,5,FALSE))","v":522.1739},798.90189999999996,"N/A",5.9,{"$f":"IF(ISERROR(VLOOKUP($B12,LineLoss!$B$4:$C$147,2,FALSE)),VLOOKUP($J12,LineLoss!$E$4:$F$9,2,FALSE),VLOOKUP($B12,LineLoss!$B$4:$C$147,2,FALSE))","v":5.1088307102519909E-2},{"$f":"IF(ISNUMBER(MATCH(B12,'Grid EFs'!$B$14:$B$167,0)),\"\",\"*\")","v":""},"OECD Asia Oceania",null,798.90189999999996,798.90189999999996,798.90189999999996,798.90189999999996,798.90189999999996,798.90189999999996,798.90189999999996,798.90189999999996,798.90189999999996,798.90189999999996,798.90189999999996,798.90189999999996,798.90189999999996,798.90189999999996,798.90189999999996,798.90189999999996,798.90189999999996,798.90189999999996,798.90189999999996,798.90189999999996,798.90189999999996,798.90189999999996,798.90189999999996,798.90189999999996,798.90189999999996,798.90189999999996,798.90189999999996,798.90189999999996,798.90189999999996,798.90189999999996,798.90189999999996,798.90189999999996,798.90189999999996,798.90189999999996,798.90189999999996,798.90189999999996,798.90189999999996,798.90189999999996,798.90189999999996,798.90189999999996,798.90189999999996,798.90189999999996,798.90189999999996,798.90189999999996,798.90189999999996,null,798.90189999999996,798.90189999999996,798.90189999999996,798.90189999999996,798.90189999999996,798.90189999999996,798.90189999999996,798.90189999999996,798.90189999999996,798.90189999999996,798.90189999999996,798.90189999999996,798.90189999999996,798.90189999999996,798.90189999999996,798.90189999999996,798.90189999999996,798.90189999999996,798.90189999999996,798.90189999999996,798.90189999999996,798.90189999999996,798.90189999999996,798.90189999999996,798.90189999999996,798.90189999999996,798.90189999999996,798.90189999999996,798.90189999999996,798.90189999999996,798.90189999999996,798.90189999999996,798.90189999999996,798.90189999999996,798.90189999999996,798.90189999999996,798.90189999999996,798.90189999999996,798.90189999999996,798.90189999999996,798.90189999999996,798.90189999999996,798.90189999999996,798.90189999999996,798.90189999999996]
[null,"Austria","Republic of Austria","AU","AT","AUT",40,47.333300000000001,13.333299999999999,"Europe",164.791,{"$f":"IF(ISERROR(VLOOKUP($B13,'Grid EFs'!$B$14:$F$167,3,FALSE)),VLOOKUP($J13,'Grid EFs'!$B$4:$F$9,3,FALSE),VLOOKUP($B13,'Grid EFs'!$B$14:$F$167,3,FALSE))","v":1057.8384000000001},{"$f":"IF(ISERROR(VLOOKUP($B13,'Grid EFs'!$B$14:$F$167,4,FALSE)),VLOOKUP($J13,'Grid EFs'!$B$4:$F$9,4,FALSE),VLOOKUP($B13,'Grid EFs'!$B$14:$F$167,4,FALSE))","v":578.3732},{"$f":"IF(ISERROR(VLOOKUP($B13,'Grid EFs'!$B$14:$F$167,5,FALSE)),VLOOKUP($J13,'Grid EFs'!$B$4:$F$9,5,FALSE),VLOOKUP($B13,'Grid EFs'!$B$14:$F$167,5,FALSE))","v":320.45830000000001},164.791,"N/A",3.25,{"$f":"IF(ISERROR(VLOOKUP($B13,LineLoss!$B$4:$C$147,2,FALSE)),VLOOKUP($J13,LineLoss!$E$4:$F$9,2,FALSE),VLOOKUP($B13,LineLoss!$B$4:$C$147,2,FALSE))","v":4.4668720748035434E-2},{"$f":"IF(ISNUMBER(MATCH(B13,'Grid EFs'!$B$14:$B$167,0)),\"\",\"*\")","v":""},"OECD Europe",null,164.791,164.791,164.791,164.791,164.791,164.791,164.791,164.791,164.791,164.791,164.791,164.791,164.791,164.791,164.791,164.791,164.791,164.791,164.791,164.791,164.791,164.791,164.791,164.791,164.791,164.791,164.791,164.791,164.791,164.791,164.791,164.791,164.791,164.791,164.791,164.791,164.791,164.791,164.791,164.791,164.791,164.791,164.791,164.791,164.791,null,164.791,164.791,164.791,164.791,164.791,164.791,164.791,164.791,164.791,164.791,164.791,164.791,164.791,164.791,164.791,164.791,164.791,164.791,164.791,164.791,164.791,164.791,164.791,164.791,164.791,164.791,164.791,164.791,164.791,164.791,164.791,164.791,164.791,164.791,164.791,164.791,164.791,164.791,164.791,164.791,164.791,164.791,164.791,164.791,164.791]
[null,"Azerbaijan","Republic of Azerbaijan","AJ","AZ","AZE",31,40.5,47.5,"Asia",589.7600000000001,{"$f":"IF(ISERROR(VLOOKUP($B14,'Grid EFs'!$B$14:$F$167,3,FALSE)),VLOOKUP($J14,'Grid EFs'!$B$4:$F$9,3,FALSE),VLOOKUP($B14,'Grid EFs'!$B$14:$F$167,3,FALSE))","v":919.05070000000001},{"$f":"IF(ISERROR(VLOOKUP($B14,'Grid EFs'!$B$14:$F$167,4,FALSE)),VLOOKUP($J14,'Grid EFs'!$B$4:$F$9,4,FALSE),VLOOKUP($B14,'Grid EFs'!$B$14:$F$167,4,FALSE))","v":627.95230000000004},{"$f":"IF(ISERROR(VLOOKUP($B14,'Grid EFs'!$B$14:$F$167,5,FALSE)),VLOOKUP($J14,'Grid EFs'!$B$4:$F$9,5,FALSE),VLOOKUP($B14,'Grid EFs'!$B$14:$F$167,5,FALSE))","v":533.89710000000002},493.66230000000002,589.7600000000001,3.48,{"$f":"IF(ISERROR(VLOOKUP($B14,LineLoss!$B$4:$C$147,2,FALSE)),VLOOKUP($J14,LineLoss!$E$4:$F$9,2,FALSE),VLOOKUP($B14,LineLoss!$B$4:$C$147,2,FALSE))","v":9.2191028899319433E-2},{"$f":"IF(ISNUMBER(MATCH(B14,'Grid EFs'!$B$14:$B$167,0)),\"\",\"*\")","v":""},"Eastern Europe & Eurasia",null,589.7600000000001,589.7600000000001,589.7600000000001,589.7600000000001,589.7600000000001,589.7600000000001,589.7600000000001,589.7600000000001,589.7600000000001,589.7600000000001,589.7600000000001,589.7600000000001,589.7600000000001,589.7600000000001,589.7600000000001,589.7600000000001,589.7600000000001,589.7600000000001,589.7600000000001,589.7600000000001,589.7600000000001,589.7600000000001,589.7600000000001,589.7600000000001,589.7600000000001,589.7600000000001,589.7600000000001,589.7600000000001,589.7600000000001,589.7600000000001,589.7600000000001,589.7600000000001,589.7600000000001,589.7600000000001,589.7600000000001,589.7600000000001,589.7600000000001,589.7600000000001,589.7600000000001,589.7600000000001,589.7600000000001,589.7600000000001,589.7600000000001,589.7600000000001,589.7600000000001,null,{"$f":"$K14","v":589.7600000000001},589.7600000000001,589.7600000000001,589.7600000000001,589.7600000000001,589.7600000000001,589.7600000000001,589.7600000000001,589.7600000000001,589.7600000000001,{"$f":"$K14","v":589.7600000000001},589.7600000000001,589.7600000000001,589.7600000000001,589.7600000000001,589.7600000000001,589.7600000000001,589.7600000000001,589.7600000000001,589.7600000000001,589.7600000000001,589.7600000000001,589.7600000000001,589.7600000000001,589.7600000000001,589.7600000000001,589.7600000000001,589.7600000000001,589.7600000000001,589.7600000000001,589.7600000000001,589.7600000000001,589.7600000000001,589.7600000000001,589.7600000000001,589.7600000000001,589.7600000000001,589.7600000000001,589.7600000000001,589.7600000000001,589.7600000000001,589.7600000000001,589.7600000000001,589.7600000000001,589.7600000000001]
[null,"Bahamas, The","Commonwealth of The Bahamas","BF","BS","BHS",44,24.25,-76,"North America",723,{"$f":"IF(ISERROR(VLOOKUP($B15,'Grid EFs'!$B$14:$F$167,3,FALSE)),VLOOKUP($J15,'Grid EFs'!$B$4:$F$9,3,FALSE),VLOOKUP($B15,'Grid EFs'!$B$14:$F$167,3,FALSE))","v":912.40520000000004},{"$f":"IF(ISERROR(VLOOKUP($B15,'Grid EFs'!$B$14:$F$167,4,FALSE)),VLOOKUP($J15,'Grid EFs'!$B$4:$F$9,4,FALSE),VLOOKUP($B15,'Grid EFs'!$B$14:$F$167,4,FALSE))","v":718.42819999999995},{"$f":"IF(ISERROR(VLOOKUP($B15,'Grid EFs'!$B$14:$F$167,5,FALSE)),VLOOKUP($J15,'Grid EFs'!$B$4:$F$9,5,FALSE),VLOOKUP($B15,'Grid EFs'!$B$14:$F$167,5,FALSE))","v":407.01139999999998},200.8047,723,5.74,{"$f":"IF(ISERROR(VLOOKUP($B15,LineLoss!$B$4:$C$147,2,FALSE)),VLOOKUP($J15,LineLoss!$E$4:$F$9,2,FALSE),VLOOKUP($B15,LineLoss!$B$4:$C$147,2,FALSE))","v":5.7679364750868239E-2},{"$f":"IF(ISNUMBER(MATCH(B15,'Grid EFs'!$B$14:$B$167,0)),\"\",\"*\")","v":"*"},"Latin America",null,723,723,723,723,723,723,723,723,723,723,723,723,723,723,723,723,723,723,723,723,723,723,723,723,723,723,723,723,723,723,723,723,723,723,723,723,723,723,723,723,723,723,723,723,723,null,723,723,723,723,723,723,723,723,723,723,723,723,723,723,723,723,723,723,723,723,723,723,723,723,723,723,723,723,723,723,723,723,723,723,723,723,723,723,723,723,723,723,723,723,723]
[null,"Bahrain","Kingdom of Bahrain","BA","BH","BHR",48,26,50.55,"Asia",679.18018867924513,{"$f":"IF(ISERROR(VLOOKUP($B16,'Grid EFs'!$B$14:$F$167,3,FALSE)),VLOOKUP($J16,'Grid EFs'!$B$4:$F$9,3,FALSE),VLOOKUP($B16,'Grid EFs'!$B$14:$F$167,3,FALSE))","v":1144.2709},{"$f":"IF(ISERROR(VLOOKUP($B16,'Grid EFs'!$B$14:$F$167,4,FALSE)),VLOOKUP($J16,'Grid EFs'!$B$4:$F$9,4,FALSE),VLOOKUP($B16,'Grid EFs'!$B$14:$F$167,4,FALSE))","v":915.41219999999998},{"$f":"IF(ISERROR(VLOOKUP($B16,'Grid EFs'!$B$14:$F$167,5,FALSE)),VLOOKUP($J16,'Grid EFs'!$B$4:$F$9,5,FALSE),VLOOKUP($B16,'Grid EFs'!$B$14:$F$167,5,FALSE))","v":754.71889999999996},754.71889999999996,679.18018867924513,6.01,{"$f":"IF(ISERROR(VLOOKUP($B16,LineLoss!$B$4:$C$147,2,FALSE)),VLOOKUP($J16,LineLoss!$E$4:$F$9,2,FALSE),VLOOKUP($B16,LineLoss!$B$4:$C$147,2,FALSE))","v":5.6529996543816623E-2},{"$f":"IF(ISNUMBER(MATCH(B16,'Grid EFs'!$B$14:$B$167,0)),\"\",\"*\")","v":""},"Middle East",null,679.18018867924513,679.18018867924513,679.18018867924513,679.18018867924513,679.18018867924513,679.18018867924513,679.18018867924513,679.18018867924513,679.18018867924513,679.18018867924513,679.18018867924513,679.18018867924513,679.18018867924513,679.18018867924513,679.18018867924513,679.18018867924513,679.18018867924513,679.18018867924513,679.18018867924513,679.18018867924513,679.18018867924513,679.18018867924513,679.18018867924513,679.18018867924513,679.18018867924513,679.18018867924513,679.18018867924513,679.18018867924513,679.18018867924513,679.18018867924513,679.18018867924513,679.18018867924513,679.18018867924513,679.18018867924513,679.18018867924513,679.18018867924513,679.18018867924513,679.18018867924513,679.18018867924513,679.18018867924513,679.18018867924513,679.18018867924513,679.18018867924513,679.18018867924513,679.18018867924513,null,679.18018867924513,679.18018867924513,679.18018867924513,679.18018867924513,679.18018867924513,679.18018867924513,679.18018867924513,679.18018867924513,679.18018867924513,679.18018867924513,679.18018867924513,679.18018867924513,679.18018867924513,679.18018867924513,679.18018867924513,679.18018867924513,679.18018867924513,679.18018867924513,679.18018867924513,679.18018867924513,679.18018867924513,679.18018867924513,679.18018867924513,679.18018867924513,679.18018867924513,679.18018867924513,679.18018867924513,679.18018867924513,679.18018867924513,679.18018867924513,679.18018867924513,679.18018867924513,679.18018867924513,679.18018867924513,679.18018867924513,679.18018867924513,679.18018867924513,679.18018867924513,679.18018867924513,679.18018867924513,679.18018867924513,679.18018867924513,679.18018867924513,679.18018867924513,679.18018867924513]
[null,"Bangladesh","People's Republic of Bangladesh","BG","BD","BGD",50,24,90,"Asia",640.68500000000006,{"$f":"IF(ISERROR(VLOOKUP($B17,'Grid EFs'!$B$14:$F$167,3,FALSE)),VLOOKUP($J17,'Grid EFs'!$B$4:$F$9,3,FALSE),VLOOKUP($B17,'Grid EFs'!$B$14:$F$167,3,FALSE))","v":1037.0159000000001},{"$f":"IF(ISERROR(VLOOKUP($B17,'Grid EFs'!$B$14:$F$167,4,FALSE)),VLOOKUP($J17,'Grid EFs'!$B$4:$F$9,4,FALSE),VLOOKUP($B17,'Grid EFs'!$B$14:$F$167,4,FALSE))","v":598.72649999999999},{"$f":"IF(ISERROR(VLOOKUP($B17,'Grid EFs'!$B$14:$F$167,5,FALSE)),VLOOKUP($J17,'Grid EFs'!$B$4:$F$9,5,FALSE),VLOOKUP($B17,'Grid EFs'!$B$14:$F$167,5,FALSE))","v":572.85310000000004},575.11630000000002,640.68500000000006,4.6500000000000004,{"$f":"IF(ISERROR(VLOOKUP($B17,LineLoss!$B$4:$C$147,2,FALSE)),VLOOKUP($J17,LineLoss!$E$4:$F$9,2,FALSE),VLOOKUP($B17,LineLoss!$B$4:$C$147,2,FALSE))","v":7.5634750299117065E-2},{"$f":"IF(ISNUMBER(MATCH(B17,'Grid EFs'!$B$14:$B$167,0)),\"\",\"*\")","v":""},"Non-OECD Asia",null,640.68500000000006,640.68500000000006,640.68500000000006,640.68500000000006,640.68500000000006,640.68500000000006,640.68500000000006,640.68500000000006,640.68500000000006,640.68500000000006,640.68500000000006,640.68500000000006,640.68500000000006,640.68500000000006,640.68500000000006,640.68500000000006,640.68500000000006,640.68500000000006,640.68500000000006,640.68500000000006,640.68500000000006,640.68500000000006,640.68500000000006,640.68500000000006,640.68500000000006,640.68500000000006,640.68500000000006,640.68500000000006,640.68500000000006,640.68500000000006,640.68500000000006,640.68500000000006,640.68500000000006,640.68500000000006,640.68500000000006,640.68500000000006,640.68500000000006,640.68500000000006,640.68500000000006,640.68500000000006,640.68500000000006,640.68500000000006,640.68500000000006,640.68500000000006,640.68500000000006,null,640.68500000000006,640.68500000000006,640.68500000000006,640.68500000000006,640.68500000000006,640.68500000000006,640.68500000000006,640.68500000000006,640.68500000000006,640.68500000000006,640.68500000000006,640.68500000000006,640.68500000000006,640.68500000000006,640.68500000000006,640.68500000000006,640.68500000000006,640.68500000000006,640.68500000000006,640.68500000000006,640.68500000000006,640.68500000000006,640.68500000000006,640.68500000000006,640.68500000000006,640.68500000000006,640.68500000000006,640.68500000000006,640.68500000000006,640.68500000000006,640.68500000000006,640.68500000000006,640.68500000000006,640.68500000000006,640.68500000000006,640.68500000000006,640.68500000000006,640.68500000000006,640.68500000000006,640.68500000000006,640.68500000000006,640.68500000000006,640.68500000000006,640.68500000000006,640.68500000000006]
[null,"Barbados","Barbados","BB","BB","BRB",52,13.166700000000001,-59.533299999999997,"North America",472.44098150782378,{"$f":"IF(ISERROR(VLOOKUP($B18,'Grid EFs'!$B$14:$F$167,3,FALSE)),VLOOKUP($J18,'Grid EFs'!$B$4:$F$9,3,FALSE),VLOOKUP($B18,'Grid EFs'!$B$14:$F$167,3,FALSE))","v":912.40520000000004},{"$f":"IF(ISERROR(VLOOKUP($B18,'Grid EFs'!$B$14:$F$167,4,FALSE)),VLOOKUP($J18,'Grid EFs'!$B$4:$F$9,4,FALSE),VLOOKUP($B18,'Grid EFs'!$B$14:$F$167,4,FALSE))","v":718.42819999999995},{"$f":"IF(ISERROR(VLOOKUP($B18,'Grid EFs'!$B$14:$F$167,5,FALSE)),VLOOKUP($J18,'Grid EFs'!$B$4:$F$9,5,FALSE),VLOOKUP($B18,'Grid EFs'!$B$14:$F$167,5,FALSE))","v":407.01139999999998},200.8047,472.44098150782378,6.1,{"$f":"IF(ISERROR(VLOOKUP($B18,LineLoss!$B$4:$C$147,2,FALSE)),VLOOKUP($J18,LineLoss!$E$4:$F$9,2,FALSE),VLOOKUP($B18,LineLoss!$B$4:$C$147,2,FALSE))","v":5.7679364750868239E-2},{"$f":"IF(ISNUMBER(MATCH(B18,'Grid EFs'!$B$14:$B$167,0)),\"\",\"*\")","v":"*"},"Latin America",null,472.44098150782378,472.44098150782378,472.44098150782378,472.44098150782378,472.44098150782378,472.44098150782378,472.44098150782378,472.44098150782378,472.44098150782378,472.44098150782378,472.44098150782378,472.44098150782378,472.44098150782378,472.44098150782378,472.44098150782378,472.44098150782378,472.44098150782378,472.44098150782378,472.44098150782378,472.44098150782378,472.44098150782378,472.44098150782378,472.44098150782378,472.44098150782378,472.44098150782378,472.44098150782378,472.44098150782378,472.44098150782378,{"$f":"$K18","v":472.44098150782378},472.44098150782378,472.44098150782378,472.44098150782378,472.44098150782378,472.44098150782378,472.44098150782378,472.44098150782378,472.44098150782378,472.44098150782378,472.44098150782378,472.44098150782378,472.44098150782378,472.44098150782378,472.44098150782378,472.44098150782378,472.44098150782378,null,472.44098150782378,472.44098150782378,472.44098150782378,472.44098150782378,472.44098150782378,472.44098150782378,472.44098150782378,472.44098150782378,472.44098150782378,472.44098150782378,472.44098150782378,472.44098150782378,472.44098150782378,472.44098150782378,472.44098150782378,472.44098150782378,472.44098150782378,472.44098150782378,472.44098150782378,472.44098150782378,472.44098150782378,472.44098150782378,472.44098150782378,472.44098150782378,472.44098150782378,472.44098150782378,472.44098150782378,472.44098150782378,472.44098150782378,472.44098150782378,472.44098150782378,472.44098150782378,472.44098150782378,472.44098150782378,472.44098150782378,472.44098150782378,472.44098150782378,472.44098150782378,472.44098150782378,472.44098150782378,472.44098150782378,472.44098150782378,472.44098150782378,472.44098150782378,472.44098150782378]
[null,"Belarus","Republic of Belarus","BO","BY","BLR",112,53,28,"Europe",425.11810000000003,{"$f":"IF(ISERROR(VLOOKUP($B19,'Grid EFs'!$B$14:$F$167,3,FALSE)),VLOOKUP($J19,'Grid EFs'!$B$4:$F$9,3,FALSE),VLOOKUP($B19,'Grid EFs'!$B$14:$F$167,3,FALSE))","v":1487.011},{"$f":"IF(ISERROR(VLOOKUP($B19,'Grid EFs'!$B$14:$F$167,4,FALSE)),VLOOKUP($J19,'Grid EFs'!$B$4:$F$9,4,FALSE),VLOOKUP($B19,'Grid EFs'!$B$14:$F$167,4,FALSE))","v":583.20280000000002},{"$f":"IF(ISERROR(VLOOKUP($B19,'Grid EFs'!$B$14:$F$167,5,FALSE)),VLOOKUP($J19,'Grid EFs'!$B$4:$F$9,5,FALSE),VLOOKUP($B19,'Grid EFs'!$B$14:$F$167,5,FALSE))","v":422.51690000000002},425.11810000000003,"N/A",2.82,{"$f":"IF(ISERROR(VLOOKUP($B19,LineLoss!$B$4:$C$147,2,FALSE)),VLOOKUP($J19,LineLoss!$E$4:$F$9,2,FALSE),VLOOKUP($B19,LineLoss!$B$4:$C$147,2,FALSE))","v":7.3645600865716615E-2},{"$f":"IF(ISNUMBER(MATCH(B19,'Grid EFs'!$B$14:$B$167,0)),\"\",\"*\")","v":""},"Eastern Europe & Eurasia",null,425.11810000000003,425.11810000000003,425.11810000000003,425.11810000000003,425.11810000000003,425.11810000000003,425.11810000000003,425.11810000000003,425.11810000000003,425.11810000000003,425.11810000000003,425.11810000000003,425.11810000000003,425.11810000000003,425.11810000000003,425.11810000000003,{"$f":"$K19","v":425.11810000000003},425.11810000000003,425.11810000000003,425.11810000000003,425.11810000000003,{"$f":"$K19","v":425.11810000000003},425.11810000000003,425.11810000000003,425.11810000000003,425.11810000000003,425.11810000000003,425.11810000000003,425.11810000000003,425.11810000000003,425.11810000000003,425.11810000000003,425.11810000000003,425.11810000000003,425.11810000000003,425.11810000000003,{"$f":"$K19","v":425.11810000000003},425.11810000000003,425.11810000000003,425.11810000000003,425.11810000000003,425.11810000000003,425.11810000000003,425.11810000000003,425.11810000000003,null,425.11810000000003,425.11810000000003,425.11810000000003,425.11810000000003,425.11810000000003,425.11810000000003,425.11810000000003,425.11810000000003,425.11810000000003,425.11810000000003,425.11810000000003,425.11810000000003,425.11810000000003,425.11810000000003,425.11810000000003,425.11810000000003,425.11810000000003,425.11810000000003,425.11810000000003,425.11810000000003,425.11810000000003,425.11810000000003,425.11810000000003,425.11810000000003,425.11810000000003,425.11810000000003,425.11810000000003,425.11810000000003,425.11810000000003,425.11810000000003,425.11810000000003,425.11810000000003,425.11810000000003,425.11810000000003,425.11810000000003,425.11810000000003,425.11810000000003,425.11810000000003,425.11810000000003,425.11810000000003,425.11810000000003,425.11810000000003,425.11810000000003,425.11810000000003,425.11810000000003]
[null,"Belgium","Kingdom of Belgium","BE","BE","BEL",56,50.833300000000001,4,"Europe",212.018,{"$f":"IF(ISERROR(VLOOKUP($B20,'Grid EFs'!$B$14:$F$167,3,FALSE)),VLOOKUP($J20,'Grid EFs'!$B$4:$F$9,3,FALSE),VLOOKUP($B20,'Grid EFs'!$B$14:$F$167,3,FALSE))","v":1318.2679000000001},{"$f":"IF(ISERROR(VLOOKUP($B20,'Grid EFs'!$B$14:$F$167,4,FALSE)),VLOOKUP($J20,'Grid EFs'!$B$4:$F$9,4,FALSE),VLOOKUP($B20,'Grid EFs'!$B$14:$F$167,4,FALSE))","v":507.5213},{"$f":"IF(ISERROR(VLOOKUP($B20,'Grid EFs'!$B$14:$F$167,5,FALSE)),VLOOKUP($J20,'Grid EFs'!$B$4:$F$9,5,FALSE),VLOOKUP($B20,'Grid EFs'!$B$14:$F$167,5,FALSE))","v":313.30309999999997},212.018,"N/A",2.81,{"$f":"IF(ISERROR(VLOOKUP($B20,LineLoss!$B$4:$C$147,2,FALSE)),VLOOKUP($J20,LineLoss!$E$4:$F$9,2,FALSE),VLOOKUP($B20,LineLoss!$B$4:$C$147,2,FALSE))","v":4.2668640828300589E-2},{"$f":"IF(ISNUMBER(MATCH(B20,'Grid EFs'!$B$14:$B$167,0)),\"\",\"*\")","v":""},"OECD Europe",null,212.018,{"$f":"$K20","v":212.018},212.018,212.018,212.018,212.018,212.018,212.018,212.018,212.018,212.018,212.018,212.018,212.018,212.018,212.018,212.018,212.018,212.018,212.018,212.018,212.018,212.018,212.018,212.018,212.018,212.018,212.018,212.018,212.018,212.018,212.018,212.018,212.018,212.018,212.018,212.018,{"$f":"$K20","v":212.018},212.018,212.018,212.018,212.018,212.018,212.018,212.018,null,212.018,212.018,212.018,212.018,212.018,212.018,212.018,212.018,212.018,212.018,212.018,212.018,212.018,212.018,212.018,212.018,212.018,212.018,212.018,212.018,212.018,212.018,212.018,212.018,212.018,212.018,{"$f":"$K20","v":212.018},212.018,212.018,212.018,212.018,212.018,212.018,212.018,212.018,212.018,212.018,212.018,212.018,212.018,212.018,212.018,{"$f":"$K20","v":212.018},212.018,212.018]
[null,"Belize","Belize","BH","BZ","BLZ",84,17.25,-88.75,"North America",151.9,{"$f":"IF(ISERROR(VLOOKUP($B21,'Grid EFs'!$B$14:$F$167,3,FALSE)),VLOOKUP($J21,'Grid EFs'!$B$4:$F$9,3,FALSE),VLOOKUP($B21,'Grid EFs'!$B$14:$F$167,3,FALSE))","v":912.40520000000004},{"$f":"IF(ISERROR(VLOOKUP($B21,'Grid EFs'!$B$14:$F$167,4,FALSE)),VLOOKUP($J21,'Grid EFs'!$B$4:$F$9,4,FALSE),VLOOKUP($B21,'Grid EFs'!$B$14:$F$167,4,FALSE))","v":718.42819999999995},{"$f":"IF(ISERROR(VLOOKUP($B21,'Grid EFs'!$B$14:$F$167,5,FALSE)),VLOOKUP($J21,'Grid EFs'!$B$4:$F$9,5,FALSE),VLOOKUP($B21,'Grid EFs'!$B$14:$F$167,5,FALSE))","v":407.01139999999998},200.8047,151.9,4.8499999999999996,{"$f":"IF(ISERROR(VLOOKUP($B21,LineLoss!$B$4:$C$147,2,FALSE)),VLOOKUP($J21,LineLoss!$E$4:$F$9,2,FALSE),VLOOKUP($B21,LineLoss!$B$4:$C$147,2,FALSE))","v":5.7679364750868239E-2},{"$f":"IF(ISNUMBER(MATCH(B21,'Grid EFs'!$B$14:$B$167,0)),\"\",\"*\")","v":"*"},"Latin America",null,{"$f":"$K21","v":151.9},151.9,151.9,151.9,151.9,151.9,151.9,151.9,151.9,151.9,151.9,151.9,151.9,151.9,151.9,151.9,151.9,151.9,151.9,151.9,151.9,151.9,151.9,151.9,151.9,151.9,151.9,151.9,151.9,151.9,151.9,151.9,151.9,151.9,151.9,151.9,151.9,151.9,151.9,151.9,151.9,151.9,151.9,151.9,151.9,null,151.9,151.9,151.9,151.9,151.9,151.9,151.9,151.9,151.9,151.9,151.9,151.9,151.9,151.9,151.9,151.9,151.9,151.9,151.9,151.9,151.9,151.9,151.9,151.9,151.9,151.9,151.9,151.9,151.9,151.9,151.9,151.9,151.9,151.9,151.9,151.9,151.9,151.9,151.9,151.9,151.9,151.9,151.9,151.9,151.9]
[null,"Benin","Republic of Benin","BN","BJ","BEN",204,9.5,2.25,"Africa",720.02358500000003,{"$f":"IF(ISERROR(VLOOKUP($B22,'Grid EFs'!$B$14:$F$167,3,FALSE)),VLOOKUP($J22,'Grid EFs'!$B$4:$F$9,3,FALSE),VLOOKUP($B22,'Grid EFs'!$B$14:$F$167,3,FALSE))","v":974.53949999999998},{"$f":"IF(ISERROR(VLOOKUP($B22,'Grid EFs'!$B$14:$F$167,4,FALSE)),VLOOKUP($J22,'Grid EFs'!$B$4:$F$9,4,FALSE),VLOOKUP($B22,'Grid EFs'!$B$14:$F$167,4,FALSE))","v":725.1481},{"$f":"IF(ISERROR(VLOOKUP($B22,'Grid EFs'!$B$14:$F$167,5,FALSE)),VLOOKUP($J22,'Grid EFs'!$B$4:$F$9,5,FALSE),VLOOKUP($B22,'Grid EFs'!$B$14:$F$167,5,FALSE))","v":456.774},720.69939999999997,720.02358500000003,5.59,{"$f":"IF(ISERROR(VLOOKUP($B22,LineLoss!$B$4:$C$147,2,FALSE)),VLOOKUP($J22,LineLoss!$E$4:$F$9,2,FALSE),VLOOKUP($B22,LineLoss!$B$4:$C$147,2,FALSE))","v":7.571494692664206E-2},{"$f":"IF(ISNUMBER(MATCH(B22,'Grid EFs'!$B$14:$B$167,0)),\"\",\"*\")","v":""},"Africa",null,720.02358500000003,720.02358500000003,720.02358500000003,720.02358500000003,720.02358500000003,720.02358500000003,720.02358500000003,720.02358500000003,720.02358500000003,720.02358500000003,720.02358500000003,720.02358500000003,720.02358500000003,720.02358500000003,720.02358500000003,720.02358500000003,720.02358500000003,720.02358500000003,720.02358500000003,720.02358500000003,720.02358500000003,720.02358500000003,720.02358500000003,720.02358500000003,720.02358500000003,720.02358500000003,720.02358500000003,720.02358500000003,720.02358500000003,720.02358500000003,720.02358500000003,720.02358500000003,720.02358500000003,720.02358500000003,720.02358500000003,720.02358500000003,720.02358500000003,720.02358500000003,720.02358500000003,720.02358500000003,720.02358500000003,720.02358500000003,720.02358500000003,720.02358500000003,720.02358500000003,null,720.02358500000003,720.02358500000003,720.02358500000003,720.02358500000003,720.02358500000003,720.02358500000003,720.02358500000003,720.02358500000003,720.02358500000003,720.02358500000003,720.02358500000003,720.02358500000003,720.02358500000003,720.02358500000003,720.02358500000003,720.02358500000003,720.02358500000003,720.02358500000003,720.02358500000003,720.02358500000003,720.02358500000003,720.02358500000003,720.02358500000003,720.02358500000003,720.02358500000003,720.02358500000003,720.02358500000003,720.02358500000003,720.02358500000003,720.02358500000003,720.02358500000003,720.02358500000003,720.02358500000003,720.02358500000003,720.02358500000003,720.02358500000003,720.02358500000003,720.02358500000003,720.02358500000003,720.02358500000003,720.02358500000003,720.02358500000003,720.02358500000003,720.02358500000003,720.02358500000003]
[null,"Bhutan","Kingdom of Bhutan","BT","BT","BTN",64,27.5,90.5,"Asia",830.45,{"$f":"IF(ISERROR(VLOOKUP($B23,'Grid EFs'!$B$14:$F$167,3,FALSE)),VLOOKUP($J23,'Grid EFs'!$B$4:$F$9,3,FALSE),VLOOKUP($B23,'Grid EFs'!$B$14:$F$167,3,FALSE))","v":1144.2709},{"$f":"IF(ISERROR(VLOOKUP($B23,'Grid EFs'!$B$14:$F$167,4,FALSE)),VLOOKUP($J23,'Grid EFs'!$B$4:$F$9,4,FALSE),VLOOKUP($B23,'Grid EFs'!$B$14:$F$167,4,FALSE))","v":843.06479999999999},{"$f":"IF(ISERROR(VLOOKUP($B23,'Grid EFs'!$B$14:$F$167,5,FALSE)),VLOOKUP($J23,'Grid EFs'!$B$4:$F$9,5,FALSE),VLOOKUP($B23,'Grid EFs'!$B$14:$F$167,5,FALSE))","v":451.97480000000002},736.13379999999995,830.45,5.31,{"$f":"IF(ISERROR(VLOOKUP($B23,LineLoss!$B$4:$C$147,2,FALSE)),VLOOKUP($J23,LineLoss!$E$4:$F$9,2,FALSE),VLOOKUP($B23,LineLoss!$B$4:$C$147,2,FALSE))","v":5.7300046286854894E-2},{"$f":"IF(ISNUMBER(MATCH(B23,'Grid EFs'!$B$14:$B$167,0)),\"\",\"*\")","v":"*"},"Non-OECD Asia",null,830.45,830.45,830.45,830.45,830.45,830.45,830.45,830.45,830.45,830.45,830.45,830.45,830.45,830.45,830.45,830.45,830.45,830.45,830.45,830.45,830.45,830.45,830.45,830.45,830.45,830.45,830.45,830.45,830.45,830.45,830.45,830.45,830.45,830.45,830.45,830.45,830.45,830.45,830.45,830.45,830.45,830.45,830.45,830.45,830.45,null,830.45,830.45,830.45,830.45,830.45,830.45,830.45,830.45,830.45,830.45,830.45,830.45,830.45,830.45,830.45,830.45,830.45,830.45,830.45,830.45,830.45,830.45,830.45,830.45,830.45,830.45,830.45,830.45,830.45,830.45,830.45,830.45,830.45,830.45,830.45,830.45,830.45,830.45,830.45,830.45,830.45,830.45,830.45,830.45,830.45]
[null,"Bolivia","Plurinational State of Bolivia","BL","BO","BOL",68,-17,-65,"South America",588.75,{"$f":"IF(ISERROR(VLOOKUP($B24,'Grid EFs'!$B$14:$F$167,3,FALSE)),VLOOKUP($J24,'Grid EFs'!$B$4:$F$9,3,FALSE),VLOOKUP($B24,'Grid EFs'!$B$14:$F$167,3,FALSE))","v":1240.4880000000001},{"$f":"IF(ISERROR(VLOOKUP($B24,'Grid EFs'!$B$14:$F$167,4,FALSE)),VLOOKUP($J24,'Grid EFs'!$B$4:$F$9,4,FALSE),VLOOKUP($B24,'Grid EFs'!$B$14:$F$167,4,FALSE))","v":942.25810000000001},{"$f":"IF(ISERROR(VLOOKUP($B24,'Grid EFs'!$B$14:$F$167,5,FALSE)),VLOOKUP($J24,'Grid EFs'!$B$4:$F$9,5,FALSE),VLOOKUP($B24,'Grid EFs'!$B$14:$F$167,5,FALSE))","v":634.07849999999996},426.27800000000002,588.75,4.6100000000000003,{"$f":"IF(ISERROR(VLOOKUP($B24,LineLoss!$B$4:$C$147,2,FALSE)),VLOOKUP($J24,LineLoss!$E$4:$F$9,2,FALSE),VLOOKUP($B24,LineLoss!$B$4:$C$147,2,FALSE))","v":7.3745933119281321E-2},{"$f":"IF(ISNUMBER(MATCH(B24,'Grid EFs'!$B$14:$B$167,0)),\"\",\"*\")","v":""},"Latin America",null,588.75,588.75,588.75,588.75,588.75,588.75,588.75,588.75,588.75,588.75,588.75,588.75,588.75,588.75,588.75,588.75,588.75,588.75,588.75,588.75,588.75,588.75,588.75,588.75,588.75,588.75,588.75,588.75,588.75,588.75,588.75,588.75,588.75,588.75,588.75,588.75,588.75,588.75,588.75,588.75,588.75,588.75,588.75,588.75,588.75,null,{"$f":"$K24","v":588.75},588.75,588.75,588.75,588.75,588.75,588.75,588.75,588.75,588.75,{"$f":"$K24","v":588.75},588.75,588.75,588.75,588.75,588.75,588.75,588.75,588.75,588.75,588.75,588.75,588.75,588.75,588.75,588.75,588.75,588.75,588.75,588.75,588.75,588.75,588.75,588.75,588.75,588.75,588.75,588.75,588.75,588.75,588.75,588.75,588.75,588.75,588.75]
[null,"Bosnia and Herzegovina","Bosnia and Herzegovina","BK","BA","BIH",70,44,18,"Europe",973.15,{"$f":"IF(ISERROR(VLOOKUP($B25,'Grid EFs'!$B$14:$F$167,3,FALSE)),VLOOKUP($J25,'Grid EFs'!$B$4:$F$9,3,FALSE),VLOOKUP($B25,'Grid EFs'!$B$14:$F$167,3,FALSE))","v":1395.2871},{"$f":"IF(ISERROR(VLOOKUP($B25,'Grid EFs'!$B$14:$F$167,4,FALSE)),VLOOKUP($J25,'Grid EFs'!$B$4:$F$9,4,FALSE),VLOOKUP($B25,'Grid EFs'!$B$14:$F$167,4,FALSE))","v":765.82140000000004},{"$f":"IF(ISERROR(VLOOKUP($B25,'Grid EFs'!$B$14:$F$167,5,FALSE)),VLOOKUP($J25,'Grid EFs'!$B$4:$F$9,5,FALSE),VLOOKUP($B25,'Grid EFs'!$B$14:$F$167,5,FALSE))","v":694.42309999999998},973.81259999999997,973.15,3.43,{"$f":"IF(ISERROR(VLOOKUP($B25,LineLoss!$B$4:$C$147,2,FALSE)),VLOOKUP($J25,LineLoss!$E$4:$F$9,2,FALSE),VLOOKUP($B25,LineLoss!$B$4:$C$147,2,FALSE))","v":7.0304641404584214E-2},{"$f":"IF(ISNUMBER(MATCH(B25,'Grid EFs'!$B$14:$B$167,0)),\"\",\"*\")","v":""},"Eastern Europe & Eurasia",null,973.15,973.15,973.15,973.15,973.15,973.15,973.15,973.15,973.15,973.15,973.15,973.15,973.15,973.15,973.15,973.15,973.15,973.15,973.15,973.15,973.15,973.15,973.15,973.15,973.15,973.15,973.15,973.15,973.15,973.15,973.15,973.15,973.15,973.15,973.15,973.15,973.15,973.15,973.15,973.15,973.15,973.15,973.15,973.15,973.15,null,973.15,973.15,973.15,973.15,973.15,973.15,973.15,973.15,973.15,973.15,973.15,973.15,973.15,973.15,973.15,973.15,973.15,973.15,973.15,973.15,973.15,973.15,973.15,973.15,973.15,973.15,973.15,973.15,973.15,973.15,973.15,973.15,973.15,973.15,973.15,973.15,973.15,973.15,973.15,973.15,973.15,973.15,973.15,973.15,973.15]
[null,"Botswana","Republic of Botswana","BC","BW","BWA",72,-22,24,"Africa",720.02358500000003,{"$f":"IF(ISERROR(VLOOKUP($B26,'Grid EFs'!$B$14:$F$167,3,FALSE)),VLOOKUP($J26,'Grid EFs'!$B$4:$F$9,3,FALSE),VLOOKUP($B26,'Grid EFs'!$B$14:$F$167,3,FALSE))","v":1478.836},{"$f":"IF(ISERROR(VLOOKUP($B26,'Grid EFs'!$B$14:$F$167,4,FALSE)),VLOOKUP($J26,'Grid EFs'!$B$4:$F$9,4,FALSE),VLOOKUP($B26,'Grid EFs'!$B$14:$F$167,4,FALSE))","v":833.97270000000003},{"$f":"IF(ISERROR(VLOOKUP($B26,'Grid EFs'!$B$14:$F$167,5,FALSE)),VLOOKUP($J26,'Grid EFs'!$B$4:$F$9,5,FALSE),VLOOKUP($B26,'Grid EFs'!$B$14:$F$167,5,FALSE))","v":456.774},1478.836,720.02358500000003,5.87,{"$f":"IF(ISERROR(VLOOKUP($B26,LineLoss!$B$4:$C$147,2,FALSE)),VLOOKUP($J26,LineLoss!$E$4:$F$9,2,FALSE),VLOOKUP($B26,LineLoss!$B$4:$C$147,2,FALSE))","v":7.571494692664206E-2},{"$f":"IF(ISNUMBER(MATCH(B26,'Grid EFs'!$B$14:$B$167,0)),\"\",\"*\")","v":""},"Africa",null,720.02358500000003,720.02358500000003,720.02358500000003,720.02358500000003,720.02358500000003,720.02358500000003,720.02358500000003,720.02358500000003,720.02358500000003,720.02358500000003,720.02358500000003,720.02358500000003,720.02358500000003,720.02358500000003,720.02358500000003,720.02358500000003,720.02358500000003,720.02358500000003,720.02358500000003,720.02358500000003,720.02358500000003,720.02358500000003,720.02358500000003,720.02358500000003,720.02358500000003,720.02358500000003,720.02358500000003,720.02358500000003,720.02358500000003,720.02358500000003,720.02358500000003,720.02358500000003,720.02358500000003,720.02358500000003,720.02358500000003,720.02358500000003,720.02358500000003,720.02358500000003,720.02358500000003,720.02358500000003,720.02358500000003,720.02358500000003,720.02358500000003,720.02358500000003,720.02358500000003,null,720.02358500000003,720.02358500000003,720.02358500000003,720.02358500000003,720.02358500000003,720.02358500000003,720.02358500000003,720.02358500000003,720.02358500000003,720.02358500000003,720.02358500000003,720.02358500000003,720.02358500000003,720.02358500000003,720.02358500000003,720.02358500000003,720.02358500000003,720.02358500000003,720.02358500000003,720.02358500000003,720.02358500000003,720.02358500000003,720.02358500000003,720.02358500000003,720.02358500000003,720.02358500000003,720.02358500000003,720.02358500000003,720.02358500000003,720.02358500000003,720.02358500000003,720.02358500000003,720.02358500000003,720.02358500000003,720.02358500000003,720.02358500000003,720.02358500000003,720.02358500000003,720.02358500000003,720.02358500000003,720.02358500000003,720.02358500000003,720.02358500000003,720.02358500000003,720.02358500000003]
[null,"Brazil","Federative Republic of Brazil","BR","BR","BRA",76,-10,-55,"South America",292.37793200000033,{"$f":"IF(ISERROR(VLOOKUP($B27,'Grid EFs'!$B$14:$F$167,3,FALSE)),VLOOKUP($J27,'Grid EFs'!$B$4:$F$9,3,FALSE),VLOOKUP($B27,'Grid EFs'!$B$14:$F$167,3,FALSE))","v":1409.4494},{"$f":"IF(ISERROR(VLOOKUP($B27,'Grid EFs'!$B$14:$F$167,4,FALSE)),VLOOKUP($J27,'Grid EFs'!$B$4:$F$9,4,FALSE),VLOOKUP($B27,'Grid EFs'!$B$14:$F$167,4,FALSE))","v":726.96900000000005},{"$f":"IF(ISERROR(VLOOKUP($B27,'Grid EFs'!$B$14:$F$167,5,FALSE)),VLOOKUP($J27,'Grid EFs'!$B$4:$F$9,5,FALSE),VLOOKUP($B27,'Grid EFs'!$B$14:$F$167,5,FALSE))","v":428.30650000000003},98.173900000000003,292.37793200000033,4.87,{"$f":"IF(ISERROR(VLOOKUP($B27,LineLoss!$B$4:$C$147,2,FALSE)),VLOOKUP($J27,LineLoss!$E$4:$F$9,2,FALSE),VLOOKUP($B27,LineLoss!$B$4:$C$147,2,FALSE))","v":8.9500586040335006E-2},{"$f":"IF(ISNUMBER(MATCH(B27,'Grid EFs'!$B$14:$B$167,0)),\"\",\"*\")","v":""},"Latin America",null,292.37793200000033,292.37793200000033,292.37793200000033,292.37793200000033,292.37793200000033,292.37793200000033,292.37793200000033,292.37793200000033,292.37793200000033,292.37793200000033,292.37793200000033,292.37793200000033,292.37793200000033,292.37793200000033,292.37793200000033,292.37793200000033,292.37793200000033,292.37793200000033,292.37793200000033,292.37793200000033,292.37793200000033,292.37793200000033,292.37793200000033,292.37793200000033,292.37793200000033,292.37793200000033,292.37793200000033,292.37793200000033,292.37793200000033,292.37793200000033,292.37793200000033,292.37793200000033,292.37793200000033,292.37793200000033,292.37793200000033,292.37793200000033,292.37793200000033,292.37793200000033,292.37793200000033,292.37793200000033,292.37793200000033,292.37793200000033,292.37793200000033,292.37793200000033,292.37793200000033,null,292.37793200000033,292.37793200000033,292.37793200000033,292.37793200000033,292.37793200000033,292.37793200000033,292.37793200000033,292.37793200000033,292.37793200000033,292.37793200000033,292.37793200000033,292.37793200000033,292.37793200000033,292.37793200000033,292.37793200000033,292.37793200000033,292.37793200000033,292.37793200000033,292.37793200000033,292.37793200000033,292.37793200000033,292.37793200000033,292.37793200000033,292.37793200000033,292.37793200000033,292.37793200000033,292.37793200000033,292.37793200000033,292.37793200000033,292.37793200000033,292.37793200000033,292.37793200000033,292.37793200000033,292.37793200000033,292.37793200000033,292.37793200000033,292.37793200000033,292.37793200000033,292.37793200000033,292.37793200000033,292.37793200000033,292.37793200000033,292.37793200000033,292.37793200000033,292.37793200000033]
[null,"Brunei Darussalam","Brunei Darussalam","BX","BN","BRN",96,4.5,114.66670000000001,"Asia",846.53392083466008,{"$f":"IF(ISERROR(VLOOKUP($B28,'Grid EFs'!$B$14:$F$167,3,FALSE)),VLOOKUP($J28,'Grid EFs'!$B$4:$F$9,3,FALSE),VLOOKUP($B28,'Grid EFs'!$B$14:$F$167,3,FALSE))","v":1144.2709},{"$f":"IF(ISERROR(VLOOKUP($B28,'Grid EFs'!$B$14:$F$167,4,FALSE)),VLOOKUP($J28,'Grid EFs'!$B$4:$F$9,4,FALSE),VLOOKUP($B28,'Grid EFs'!$B$14:$F$167,4,FALSE))","v":858.10810000000004},{"$f":"IF(ISERROR(VLOOKUP($B28,'Grid EFs'!$B$14:$F$167,5,FALSE)),VLOOKUP($J28,'Grid EFs'!$B$4:$F$9,5,FALSE),VLOOKUP($B28,'Grid EFs'!$B$14:$F$167,5,FALSE))","v":721.75040000000001},722.66690000000006,846.53392083466008,5.65,{"$f":"IF(ISERROR(VLOOKUP($B28,LineLoss!$B$4:$C$147,2,FALSE)),VLOOKUP($J28,LineLoss!$E$4:$F$9,2,FALSE),VLOOKUP($B28,LineLoss!$B$4:$C$147,2,FALSE))","v":6.0705841105028524E-2},{"$f":"IF(ISNUMBER(MATCH(B28,'Grid EFs'!$B$14:$B$167,0)),\"\",\"*\")","v":""},"Non-OECD Asia",null,846.53392083466008,846.53392083466008,846.53392083466008,846.53392083466008,846.53392083466008,846.53392083466008,846.53392083466008,846.53392083466008,846.53392083466008,846.53392083466008,846.53392083466008,846.53392083466008,846.53392083466008,846.53392083466008,846.53392083466008,846.53392083466008,846.53392083466008,846.53392083466008,846.53392083466008,846.53392083466008,846.53392083466008,846.53392083466008,846.53392083466008,846.53392083466008,846.53392083466008,846.53392083466008,846.53392083466008,846.53392083466008,846.53392083466008,846.53392083466008,846.53392083466008,846.53392083466008,846.53392083466008,846.53392083466008,846.53392083466008,846.53392083466008,846.53392083466008,846.53392083466008,846.53392083466008,846.53392083466008,846.53392083466008,846.53392083466008,846.53392083466008,846.53392083466008,846.53392083466008,null,846.53392083466008,846.53392083466008,846.53392083466008,846.53392083466008,846.53392083466008,846.53392083466008,846.53392083466008,846.53392083466008,846.53392083466008,846.53392083466008,846.53392083466008,846.53392083466008,846.53392083466008,846.53392083466008,846.53392083466008,846.53392083466008,846.53392083466008,846.53392083466008,846.53392083466008,846.53392083466008,846.53392083466008,846.53392083466008,846.53392083466008,846.53392083466008,846.53392083466008,846.53392083466008,846.53392083466008,846.53392083466008,846.53392083466008,846.53392083466008,846.53392083466008,846.53392083466008,846.53392083466008,846.53392083466008,846.53392083466008,846.53392083466008,846.53392083466008,846.53392083466008,846.53392083466008,846.53392083466008,846.53392083466008,846.53392083466008,846.53392083466008,846.53392083466008,846.53392083466008]
[null,"Bulgaria","Republic of Bulgaria","BU","BG","BGR",100,43,25,"Europe",531.69439999999997,{"$f":"IF(ISERROR(VLOOKUP($B29,'Grid EFs'!$B$14:$F$167,3,FALSE)),VLOOKUP($J29,'Grid EFs'!$B$4:$F$9,3,FALSE),VLOOKUP($B29,'Grid EFs'!$B$14:$F$167,3,FALSE))","v":1042.7764},{"$f":"IF(ISERROR(VLOOKUP($B29,'Grid EFs'!$B$14:$F$167,4,FALSE)),VLOOKUP($J29,'Grid EFs'!$B$4:$F$9,4,FALSE),VLOOKUP($B29,'Grid EFs'!$B$14:$F$167,4,FALSE))","v":782.32849999999996},{"$f":"IF(ISERROR(VLOOKUP($B29,'Grid EFs'!$B$14:$F$167,5,FALSE)),VLOOKUP($J29,'Grid EFs'!$B$4:$F$9,5,FALSE),VLOOKUP($B29,'Grid EFs'!$B$14:$F$167,5,FALSE))","v":311.90859999999998},531.69439999999997,"N/A",3.78,{"$f":"IF(ISERROR(VLOOKUP($B29,LineLoss!$B$4:$C$147,2,FALSE)),VLOOKUP($J29,LineLoss!$E$4:$F$9,2,FALSE),VLOOKUP($B29,LineLoss!$B$4:$C$147,2,FALSE))","v":6.7275341301240382E-2},{"$f":"IF(ISNUMBER(MATCH(B29,'Grid EFs'!$B$14:$B$167,0)),\"\",\"*\")","v":""},"Eastern Europe & Eurasia",null,531.69439999999997,531.69439999999997,531.69439999999997,531.69439999999997,531.69439999999997,531.69439999999997,531.69439999999997,531.69439999999997,531.69439999999997,531.69439999999997,531.69439999999997,531.69439999999997,531.69439999999997,531.69439999999997,531.69439999999997,531.69439999999997,531.69439999999997,531.69439999999997,531.69439999999997,531.69439999999997,531.69439999999997,531.69439999999997,531.69439999999997,531.69439999999997,531.69439999999997,531.69439999999997,531.69439999999997,531.69439999999997,531.69439999999997,531.69439999999997,531.69439999999997,531.69439999999997,531.69439999999997,531.69439999999997,531.69439999999997,531.69439999999997,531.69439999999997,531.69439999999997,531.69439999999997,531.69439999999997,531.69439999999997,531.69439999999997,531.69439999999997,531.69439999999997,531.69439999999997,null,531.69439999999997,531.69439999999997,531.69439999999997,531.69439999999997,531.69439999999997,531.69439999999997,531.69439999999997,531.69439999999997,531.69439999999997,531.69439999999997,531.69439999999997,531.69439999999997,531.69439999999997,531.69439999999997,531.69439999999997,531.69439999999997,531.69439999999997,531.69439999999997,531.69439999999997,531.69439999999997,531.69439999999997,531.69439999999997,531.69439999999997,531.69439999999997,531.69439999999997,531.69439999999997,531.69439999999997,531.69439999999997,531.69439999999997,531.69439999999997,531.69439999999997,531.69439999999997,531.69439999999997,531.69439999999997,531.69439999999997,531.69439999999997,531.69439999999997,531.69439999999997,531.69439999999997,531.69439999999997,531.69439999999997,531.69439999999997,531.69439999999997,531.69439999999997,531.69439999999997]
[null,"Burkina Faso","Burkina Faso","UV","BF","BFA",854,13,-2,"Africa",470.62499999999994,{"$f":"IF(ISERROR(VLOOKUP($B30,'Grid EFs'!$B$14:$F$167,3,FALSE)),VLOOKUP($J30,'Grid EFs'!$B$4:$F$9,3,FALSE),VLOOKUP($B30,'Grid EFs'!$B$14:$F$167,3,FALSE))","v":974.53949999999998},{"$f":"IF(ISERROR(VLOOKUP($B30,'Grid EFs'!$B$14:$F$167,4,FALSE)),VLOOKUP($J30,'Grid EFs'!$B$4:$F$9,4,FALSE),VLOOKUP($B30,'Grid EFs'!$B$14:$F$167,4,FALSE))","v":833.97270000000003},{"$f":"IF(ISERROR(VLOOKUP($B30,'Grid EFs'!$B$14:$F$167,5,FALSE)),VLOOKUP($J30,'Grid EFs'!$B$4:$F$9,5,FALSE),VLOOKUP($B30,'Grid EFs'!$B$14:$F$167,5,FALSE))","v":456.774},597.66229999999996,470.62499999999994,5.95,{"$f":"IF(ISERROR(VLOOKUP($B30,LineLoss!$B$4:$C$147,2,FALSE)),VLOOKUP($J30,LineLoss!$E$4:$F$9,2,FALSE),VLOOKUP($B30,LineLoss!$B$4:$C$147,2,FALSE))","v":7.571494692664206E-2},{"$f":"IF(ISNUMBER(MATCH(B30,'Grid EFs'!$B$14:$B$167,0)),\"\",\"*\")","v":"*"},"Africa",null,470.62499999999994,470.62499999999994,470.62499999999994,470.62499999999994,470.62499999999994,470.62499999999994,470.62499999999994,470.62499999999994,470.62499999999994,470.62499999999994,470.62499999999994,470.62499999999994,470.62499999999994,470.62499999999994,470.62499999999994,470.62499999999994,470.62499999999994,470.62499999999994,470.62499999999994,470.62499999999994,470.62499999999994,470.62499999999994,470.62499999999994,470.62499999999994,470.62499999999994,470.62499999999994,470.62499999999994,470.62499999999994,470.62499999999994,470.62499999999994,470.62499999999994,470.62499999999994,470.62499999999994,470.62499999999994,470.62499999999994,470.62499999999994,470.62499999999994,470.62499999999994,470.62499999999994,470.62499999999994,470.62499999999994,470.62499999999994,470.62499999999994,470.62499999999994,470.62499999999994,null,470.62499999999994,470.62499999999994,470.62499999999994,470.62499999999994,470.62499999999994,470.62499999999994,470.62499999999994,470.62499999999994,470.62499999999994,470.62499999999994,470.62499999999994,470.62499999999994,470.62499999999994,470.62499999999994,470.62499999999994,470.62499999999994,470.62499999999994,470.62499999999994,470.62499999999994,470.62499999999994,470.62499999999994,470.62499999999994,470.62499999999994,470.62499999999994,470.62499999999994,470.62499999999994,470.62499999999994,470.62499999999994,470.62499999999994,470.62499999999994,470.62499999999994,470.62499999999994,470.62499999999994,470.62499999999994,470.62499999999994,470.62499999999994,470.62499999999994,470.62499999999994,470.62499999999994,470.62499999999994,470.62499999999994,470.62499999999994,470.62499999999994,470.62499999999994,470.62499999999994]
[null,"Burma","Union of Burma","BM",null,null,null,20,96,"Asia",394.8,{"$f":"IF(ISERROR(VLOOKUP($B31,'Grid EFs'!$B$14:$F$167,3,FALSE)),VLOOKUP($J31,'Grid EFs'!$B$4:$F$9,3,FALSE),VLOOKUP($B31,'Grid EFs'!$B$14:$F$167,3,FALSE))","v":939.99220000000003},{"$f":"IF(ISERROR(VLOOKUP($B31,'Grid EFs'!$B$14:$F$167,4,FALSE)),VLOOKUP($J31,'Grid EFs'!$B$4:$F$9,4,FALSE),VLOOKUP($B31,'Grid EFs'!$B$14:$F$167,4,FALSE))","v":809.33330000000001},{"$f":"IF(ISERROR(VLOOKUP($B31,'Grid EFs'!$B$14:$F$167,5,FALSE)),VLOOKUP($J31,'Grid EFs'!$B$4:$F$9,5,FALSE),VLOOKUP($B31,'Grid EFs'!$B$14:$F$167,5,FALSE))","v":724.95759999999996},216.20570000000001,394.8,5.14,{"$f":"IF(ISERROR(VLOOKUP($B31,LineLoss!$B$4:$C$147,2,FALSE)),VLOOKUP($J31,LineLoss!$E$4:$F$9,2,FALSE),VLOOKUP($B31,LineLoss!$B$4:$C$147,2,FALSE))","v":0.10284541921067245},{"$f":"IF(ISNUMBER(MATCH(B31,'Grid EFs'!$B$14:$B$167,0)),\"\",\"*\")","v":""},"Non-OECD Asia",null,394.8,394.8,394.8,394.8,394.8,394.8,394.8,394.8,394.8,394.8,394.8,394.8,394.8,394.8,394.8,394.8,394.8,394.8,394.8,394.8,394.8,394.8,394.8,394.8,394.8,394.8,394.8,394.8,394.8,394.8,394.8,394.8,394.8,394.8,394.8,394.8,394.8,394.8,394.8,394.8,394.8,394.8,394.8,394.8,394.8,null,394.8,394.8,394.8,394.8,394.8,394.8,394.8,394.8,394.8,394.8,394.8,394.8,394.8,394.8,394.8,394.8,394.8,394.8,394.8,394.8,394.8,394.8,394.8,394.8,394.8,394.8,394.8,394.8,394.8,394.8,394.8,394.8,394.8,394.8,394.8,394.8,394.8,394.8,394.8,394.8,394.8,394.8,394.8,394.8,394.8]
[null,"Burundi","Republic of Burundi","BY","BI","BDI",108,-3.5,30,"Africa",720.02358500000003,{"$f":"IF(ISERROR(VLOOKUP($B32,'Grid EFs'!$B$14:$F$167,3,FALSE)),VLOOKUP($J32,'Grid EFs'!$B$4:$F$9,3,FALSE),VLOOKUP($B32,'Grid EFs'!$B$14:$F$167,3,FALSE))","v":974.53949999999998},{"$f":"IF(ISERROR(VLOOKUP($B32,'Grid EFs'!$B$14:$F$167,4,FALSE)),VLOOKUP($J32,'Grid EFs'!$B$4:$F$9,4,FALSE),VLOOKUP($B32,'Grid EFs'!$B$14:$F$167,4,FALSE))","v":833.97270000000003},{"$f":"IF(ISERROR(VLOOKUP($B32,'Grid EFs'!$B$14:$F$167,5,FALSE)),VLOOKUP($J32,'Grid EFs'!$B$4:$F$9,5,FALSE),VLOOKUP($B32,'Grid EFs'!$B$14:$F$167,5,FALSE))","v":456.774},597.66229999999996,720.02358500000003,5.05,{"$f":"IF(ISERROR(VLOOKUP($B32,LineLoss!$B$4:$C$147,2,FALSE)),VLOOKUP($J32,LineLoss!$E$4:$F$9,2,FALSE),VLOOKUP($B32,LineLoss!$B$4:$C$147,2,FALSE))","v":7.571494692664206E-2},{"$f":"IF(ISNUMBER(MATCH(B32,'Grid EFs'!$B$14:$B$167,0)),\"\",\"*\")","v":"*"},"Africa",null,720.02358500000003,720.02358500000003,720.02358500000003,720.02358500000003,720.02358500000003,720.02358500000003,720.02358500000003,720.02358500000003,720.02358500000003,720.02358500000003,720.02358500000003,720.02358500000003,720.02358500000003,720.02358500000003,720.02358500000003,720.02358500000003,720.02358500000003,720.02358500000003,720.02358500000003,720.02358500000003,720.02358500000003,720.02358500000003,720.02358500000003,720.02358500000003,720.02358500000003,720.02358500000003,720.02358500000003,720.02358500000003,720.02358500000003,720.02358500000003,720.02358500000003,720.02358500000003,720.02358500000003,720.02358500000003,720.02358500000003,720.02358500000003,720.02358500000003,720.02358500000003,720.02358500000003,720.02358500000003,720.02358500000003,720.02358500000003,720.02358500000003,720.02358500000003,720.02358500000003,null,720.02358500000003,720.02358500000003,720.02358500000003,720.02358500000003,720.02358500000003,720.02358500000003,720.02358500000003,720.02358500000003,720.02358500000003,720.02358500000003,720.02358500000003,720.02358500000003,720.02358500000003,720.02358500000003,720.02358500000003,720.02358500000003,720.02358500000003,720.02358500000003,720.02358500000003,720.02358500000003,720.02358500000003,720.02358500000003,720.02358500000003,720.02358500000003,720.02358500000003,720.02358500000003,720.02358500000003,720.02358500000003,720.02358500000003,720.02358500000003,720.02358500000003,720.02358500000003,720.02358500000003,720.02358500000003,720.02358500000003,720.02358500000003,720.02358500000003,720.02358500000003,720.02358500000003,720.02358500000003,720.02358500000003,720.02358500000003,720.02358500000003,720.02358500000003,720.02358500000003]
[null,"Cambodia","Kingdom of Cambodia","CB","KH","KHM",116,13,105,"Asia",585.86,{"$f":"IF(ISERROR(VLOOKUP($B33,'Grid EFs'!$B$14:$F$167,3,FALSE)),VLOOKUP($J33,'Grid EFs'!$B$4:$F$9,3,FALSE),VLOOKUP($B33,'Grid EFs'!$B$14:$F$167,3,FALSE))","v":1062.6486},{"$f":"IF(ISERROR(VLOOKUP($B33,'Grid EFs'!$B$14:$F$167,4,FALSE)),VLOOKUP($J33,'Grid EFs'!$B$4:$F$9,4,FALSE),VLOOKUP($B33,'Grid EFs'!$B$14:$F$167,4,FALSE))","v":839.21820000000002},{"$f":"IF(ISERROR(VLOOKUP($B33,'Grid EFs'!$B$14:$F$167,5,FALSE)),VLOOKUP($J33,'Grid EFs'!$B$4:$F$9,5,FALSE),VLOOKUP($B33,'Grid EFs'!$B$14:$F$167,5,FALSE))","v":451.97480000000002},528.95960000000002,585.86,5.27,{"$f":"IF(ISERROR(VLOOKUP($B33,LineLoss!$B$4:$C$147,2,FALSE)),VLOOKUP($J33,LineLoss!$E$4:$F$9,2,FALSE),VLOOKUP($B33,LineLoss!$B$4:$C$147,2,FALSE))","v":0.10295623418100149},{"$f":"IF(ISNUMBER(MATCH(B33,'Grid EFs'!$B$14:$B$167,0)),\"\",\"*\")","v":""},"Non-OECD Asia",null,585.86,585.86,585.86,585.86,585.86,585.86,585.86,585.86,585.86,585.86,585.86,585.86,585.86,585.86,585.86,585.86,585.86,585.86,585.86,585.86,585.86,585.86,585.86,585.86,585.86,585.86,585.86,585.86,585.86,585.86,585.86,585.86,585.86,585.86,585.86,585.86,585.86,585.86,585.86,585.86,585.86,585.86,585.86,585.86,585.86,null,585.86,585.86,585.86,585.86,585.86,585.86,585.86,585.86,585.86,585.86,585.86,585.86,585.86,585.86,585.86,585.86,585.86,585.86,585.86,585.86,585.86,585.86,585.86,585.86,585.86,585.86,585.86,585.86,585.86,585.86,585.86,585.86,585.86,585.86,585.86,585.86,585.86,585.86,585.86,585.86,585.86,585.86,585.86,585.86,585.86]
[null,"Cameroon","Republic of Cameroon","CM","CM","CMR",120,6,12,"Africa",390,{"$f":"IF(ISERROR(VLOOKUP($B34,'Grid EFs'!$B$14:$F$167,3,FALSE)),VLOOKUP($J34,'Grid EFs'!$B$4:$F$9,3,FALSE),VLOOKUP($B34,'Grid EFs'!$B$14:$F$167,3,FALSE))","v":974.53949999999998},{"$f":"IF(ISERROR(VLOOKUP($B34,'Grid EFs'!$B$14:$F$167,4,FALSE)),VLOOKUP($J34,'Grid EFs'!$B$4:$F$9,4,FALSE),VLOOKUP($B34,'Grid EFs'!$B$14:$F$167,4,FALSE))","v":859.74220000000003},{"$f":"IF(ISERROR(VLOOKUP($B34,'Grid EFs'!$B$14:$F$167,5,FALSE)),VLOOKUP($J34,'Grid EFs'!$B$4:$F$9,5,FALSE),VLOOKUP($B34,'Grid EFs'!$B$14:$F$167,5,FALSE))","v":537.85019999999997},208.59460000000001,390,5.65,{"$f":"IF(ISERROR(VLOOKUP($B34,LineLoss!$B$4:$C$147,2,FALSE)),VLOOKUP($J34,LineLoss!$E$4:$F$9,2,FALSE),VLOOKUP($B34,LineLoss!$B$4:$C$147,2,FALSE))","v":6.8913922466941349E-2},{"$f":"IF(ISNUMBER(MATCH(B34,'Grid EFs'!$B$14:$B$167,0)),\"\",\"*\")","v":""},"Africa",null,390,390,390,390,390,390,390,390,390,390,390,390,390,390,390,390,390,390,390,390,390,390,390,390,390,390,390,390,390,390,390,390,390,390,390,390,390,390,390,390,390,390,390,390,390,null,{"$f":"$K34","v":390},390,390,390,390,390,390,390,390,390,{"$f":"$K34","v":390},390,390,390,390,390,390,390,390,390,390,390,390,390,390,390,390,390,390,390,390,390,390,390,390,390,390,390,390,390,390,390,390,390,390]
[null,"Canada","Canada","CA","CA","CAN",124,60,-95,"North America",150.88890000000001,{"$f":"IF(ISERROR(VLOOKUP($B35,'Grid EFs'!$B$14:$F$167,3,FALSE)),VLOOKUP($J35,'Grid EFs'!$B$4:$F$9,3,FALSE),VLOOKUP($B35,'Grid EFs'!$B$14:$F$167,3,FALSE))","v":900.98339999999996},{"$f":"IF(ISERROR(VLOOKUP($B35,'Grid EFs'!$B$14:$F$167,4,FALSE)),VLOOKUP($J35,'Grid EFs'!$B$4:$F$9,4,FALSE),VLOOKUP($B35,'Grid EFs'!$B$14:$F$167,4,FALSE))","v":882.01819999999998},{"$f":"IF(ISERROR(VLOOKUP($B35,'Grid EFs'!$B$14:$F$167,5,FALSE)),VLOOKUP($J35,'Grid EFs'!$B$4:$F$9,5,FALSE),VLOOKUP($B35,'Grid EFs'!$B$14:$F$167,5,FALSE))","v":475.46699999999998},150.88890000000001,"N/A",2.87,{"$f":"IF(ISERROR(VLOOKUP($B35,LineLoss!$B$4:$C$147,2,FALSE)),VLOOKUP($J35,LineLoss!$E$4:$F$9,2,FALSE),VLOOKUP($B35,LineLoss!$B$4:$C$147,2,FALSE))","v":6.4650871431311707E-2},{"$f":"IF(ISNUMBER(MATCH(B35,'Grid EFs'!$B$14:$B$167,0)),\"\",\"*\")","v":""},"OECD Americas",null,150.88890000000001,150.88890000000001,150.88890000000001,150.88890000000001,150.88890000000001,150.88890000000001,150.88890000000001,150.88890000000001,150.88890000000001,150.88890000000001,150.88890000000001,150.88890000000001,150.88890000000001,150.88890000000001,150.88890000000001,150.88890000000001,{"$f":"$K35","v":150.88890000000001},150.88890000000001,150.88890000000001,150.88890000000001,150.88890000000001,150.88890000000001,150.88890000000001,150.88890000000001,150.88890000000001,150.88890000000001,150.88890000000001,150.88890000000001,150.88890000000001,150.88890000000001,150.88890000000001,150.88890000000001,{"$f":"$K35","v":150.88890000000001},150.88890000000001,150.88890000000001,150.88890000000001,150.88890000000001,150.88890000000001,150.88890000000001,150.88890000000001,150.88890000000001,150.88890000000001,150.88890000000001,150.88890000000001,150.88890000000001,null,150.88890000000001,150.88890000000001,150.88890000000001,150.88890000000001,150.88890000000001,150.88890000000001,150.88890000000001,150.88890000000001,150.88890000000001,150.88890000000001,150.88890000000001,150.88890000000001,150.88890000000001,150.88890000000001,150.88890000000001,150.88890000000001,150.88890000000001,150.88890000000001,150.88890000000001,150.88890000000001,150.88890000000001,150.88890000000001,150.88890000000001,150.88890000000001,150.88890000000001,150.88890000000001,150.88890000000001,150.88890000000001,150.88890000000001,150.88890000000001,150.88890000000001,150.88890000000001,150.88890000000001,150.88890000000001,150.88890000000001,150.88890000000001,150.88890000000001,150.88890000000001,150.88890000000001,150.88890000000001,150.88890000000001,150.88890000000001,150.88890000000001,150.88890000000001,150.88890000000001]
[null,"Cape Verde","Republic of Cape Verde","CV","CV","CPV",132,16,-24,"Africa",654.90000000000009,{"$f":"IF(ISERROR(VLOOKUP($B36,'Grid EFs'!$B$14:$F$167,3,FALSE)),VLOOKUP($J36,'Grid EFs'!$B$4:$F$9,3,FALSE),VLOOKUP($B36,'Grid EFs'!$B$14:$F$167,3,FALSE))","v":974.53949999999998},{"$f":"IF(ISERROR(VLOOKUP($B36,'Grid EFs'!$B$14:$F$167,4,FALSE)),VLOOKUP($J36,'Grid EFs'!$B$4:$F$9,4,FALSE),VLOOKUP($B36,'Grid EFs'!$B$14:$F$167,4,FALSE))","v":833.97270000000003},{"$f":"IF(ISERROR(VLOOKUP($B36,'Grid EFs'!$B$14:$F$167,5,FALSE)),VLOOKUP($J36,'Grid EFs'!$B$4:$F$9,5,FALSE),VLOOKUP($B36,'Grid EFs'!$B$14:$F$167,5,FALSE))","v":456.774},597.66229999999996,654.90000000000009,5.9,{"$f":"IF(ISERROR(VLOOKUP($B36,LineLoss!$B$4:$C$147,2,FALSE)),VLOOKUP($J36,LineLoss!$E$4:$F$9,2,FALSE),VLOOKUP($B36,LineLoss!$B$4:$C$147,2,FALSE))","v":7.571494692664206E-2},{"$f":"IF(ISNUMBER(MATCH(B36,'Grid EFs'!$B$14:$B$167,0)),\"\",\"*\")","v":"*"},"Africa",null,654.90000000000009,654.90000000000009,654.90000000000009,654.90000000000009,654.90000000000009,654.90000000000009,654.90000000000009,654.90000000000009,654.90000000000009,654.90000000000009,654.90000000000009,654.90000000000009,654.90000000000009,654.90000000000009,654.90000000000009,{"$f":"$K36","v":654.90000000000009},654.90000000000009,654.90000000000009,654.90000000000009,654.90000000000009,654.90000000000009,654.90000000000009,654.90000000000009,654.90000000000009,654.90000000000009,654.90000000000009,654.90000000000009,654.90000000000009,654.90000000000009,654.90000000000009,654.90000000000009,654.90000000000009,654.90000000000009,654.90000000000009,654.90000000000009,654.90000000000009,654.90000000000009,654.90000000000009,654.90000000000009,654.90000000000009,654.90000000000009,654.90000000000009,654.90000000000009,654.90000000000009,654.90000000000009,null,654.90000000000009,654.90000000000009,654.90000000000009,654.90000000000009,654.90000000000009,654.90000000000009,654.90000000000009,654.90000000000009,654.90000000000009,654.90000000000009,654.90000000000009,654.90000000000009,654.90000000000009,654.90000000000009,654.90000000000009,654.90000000000009,654.90000000000009,654.90000000000009,654.90000000000009,654.90000000000009,654.90000000000009,654.90000000000009,654.90000000000009,654.90000000000009,654.90000000000009,654.90000000000009,{"$f":"$K36","v":654.90000000000009},654.90000000000009,654.90000000000009,654.90000000000009,654.90000000000009,654.90000000000009,654.90000000000009,654.90000000000009,654.90000000000009,654.90000000000009,654.90000000000009,654.90000000000009,654.90000000000009,654.90000000000009,654.90000000000009,654.90000000000009,{"$f":"$K36","v":654.90000000000009},654.90000000000009,654.90000000000009]
[null,"Central African Republic","Central African Republic","CT","CF","CAF",140,7,21,"Africa",720.02358500000003,{"$f":"IF(ISERROR(VLOOKUP($B37,'Grid EFs'!$B$14:$F$167,3,FALSE)),VLOOKUP($J37,'Grid EFs'!$B$4:$F$9,3,FALSE),VLOOKUP($B37,'Grid EFs'!$B$14:$F$167,3,FALSE))","v":974.53949999999998},{"$f":"IF(ISERROR(VLOOKUP($B37,'Grid EFs'!$B$14:$F$167,4,FALSE)),VLOOKUP($J37,'Grid EFs'!$B$4:$F$9,4,FALSE),VLOOKUP($B37,'Grid EFs'!$B$14:$F$167,4,FALSE))","v":833.97270000000003},{"$f":"IF(ISERROR(VLOOKUP($B37,'Grid EFs'!$B$14:$F$167,5,FALSE)),VLOOKUP($J37,'Grid EFs'!$B$4:$F$9,5,FALSE),VLOOKUP($B37,'Grid EFs'!$B$14:$F$167,5,FALSE))","v":456.774},597.66229999999996,720.02358500000003,5.69,{"$f":"IF(ISERROR(VLOOKUP($B37,LineLoss!$B$4:$C$147,2,FALSE)),VLOOKUP($J37,LineLoss!$E$4:$F$9,2,FALSE),VLOOKUP($B37,LineLoss!$B$4:$C$147,2,FALSE))","v":7.571494692664206E-2},{"$f":"IF(ISNUMBER(MATCH(B37,'Grid EFs'!$B$14:$B$167,0)),\"\",\"*\")","v":"*"},"Africa",null,{"$f":"$K37","v":720.02358500000003},720.02358500000003,720.02358500000003,720.02358500000003,720.02358500000003,720.02358500000003,720.02358500000003,720.02358500000003,720.02358500000003,720.02358500000003,720.02358500000003,720.02358500000003,720.02358500000003,720.02358500000003,720.02358500000003,720.02358500000003,720.02358500000003,720.02358500000003,720.02358500000003,720.02358500000003,720.02358500000003,720.02358500000003,720.02358500000003,720.02358500000003,720.02358500000003,720.02358500000003,720.02358500000003,720.02358500000003,720.02358500000003,720.02358500000003,720.02358500000003,720.02358500000003,720.02358500000003,720.02358500000003,720.02358500000003,720.02358500000003,720.02358500000003,720.02358500000003,720.02358500000003,720.02358500000003,720.02358500000003,720.02358500000003,720.02358500000003,720.02358500000003,720.02358500000003,null,720.02358500000003,720.02358500000003,720.02358500000003,720.02358500000003,720.02358500000003,720.02358500000003,720.02358500000003,720.02358500000003,720.02358500000003,720.02358500000003,720.02358500000003,720.02358500000003,720.02358500000003,720.02358500000003,720.02358500000003,720.02358500000003,720.02358500000003,720.02358500000003,720.02358500000003,720.02358500000003,720.02358500000003,720.02358500000003,720.02358500000003,720.02358500000003,720.02358500000003,720.02358500000003,720.02358500000003,720.02358500000003,720.02358500000003,720.02358500000003,720.02358500000003,720.02358500000003,720.02358500000003,720.02358500000003,720.02358500000003,720.02358500000003,720.02358500000003,720.02358500000003,720.02358500000003,720.02358500000003,720.02358500000003,720.02358500000003,720.02358500000003,720.02358500000003,720.02358500000003]
[null,"Chad","Republic of Chad","CD","TD","TCD",148,15,19,"Africa",720.02358500000003,{"$f":"IF(ISERROR(VLOOKUP($B38,'Grid EFs'!$B$14:$F$167,3,FALSE)),VLOOKUP($J38,'Grid EFs'!$B$4:$F$9,3,FALSE),VLOOKUP($B38,'Grid EFs'!$B$14:$F$167,3,FALSE))","v":974.53949999999998},{"$f":"IF(ISERROR(VLOOKUP($B38,'Grid EFs'!$B$14:$F$167,4,FALSE)),VLOOKUP($J38,'Grid EFs'!$B$4:$F$9,4,FALSE),VLOOKUP($B38,'Grid EFs'!$B$14:$F$167,4,FALSE))","v":833.97270000000003},{"$f":"IF(ISERROR(VLOOKUP($B38,'Grid EFs'!$B$14:$F$167,5,FALSE)),VLOOKUP($J38,'Grid EFs'!$B$4:$F$9,5,FALSE),VLOOKUP($B38,'Grid EFs'!$B$14:$F$167,5,FALSE))","v":456.774},597.66229999999996,720.02358500000003,6.64,{"$f":"IF(ISERROR(VLOOKUP($B38,LineLoss!$B$4:$C$147,2,FALSE)),VLOOKUP($J38,LineLoss!$E$4:$F$9,2,FALSE),VLOOKUP($B38,LineLoss!$B$4:$C$147,2,FALSE))","v":7.571494692664206E-2},{"$f":"IF(ISNUMBER(MATCH(B38,'Grid EFs'!$B$14:$B$167,0)),\"\",\"*\")","v":"*"},"Africa",null,720.02358500000003,720.02358500000003,720.02358500000003,720.02358500000003,720.02358500000003,720.02358500000003,720.02358500000003,720.02358500000003,720.02358500000003,720.02358500000003,720.02358500000003,720.02358500000003,720.02358500000003,720.02358500000003,720.02358500000003,720.02358500000003,720.02358500000003,720.02358500000003,720.02358500000003,720.02358500000003,720.02358500000003,720.02358500000003,720.02358500000003,720.02358500000003,720.02358500000003,720.02358500000003,720.02358500000003,720.02358500000003,720.02358500000003,720.02358500000003,720.02358500000003,720.02358500000003,720.02358500000003,720.02358500000003,720.02358500000003,720.02358500000003,720.02358500000003,720.02358500000003,720.02358500000003,720.02358500000003,720.02358500000003,720.02358500000003,720.02358500000003,720.02358500000003,720.02358500000003,null,720.02358500000003,720.02358500000003,720.02358500000003,720.02358500000003,720.02358500000003,720.02358500000003,720.02358500000003,720.02358500000003,720.02358500000003,720.02358500000003,720.02358500000003,720.02358500000003,720.02358500000003,720.02358500000003,720.02358500000003,720.02358500000003,720.02358500000003,720.02358500000003,720.02358500000003,720.02358500000003,720.02358500000003,720.02358500000003,720.02358500000003,720.02358500000003,720.02358500000003,720.02358500000003,720.02358500000003,720.02358500000003,720.02358500000003,720.02358500000003,720.02358500000003,720.02358500000003,720.02358500000003,720.02358500000003,720.02358500000003,720.02358500000003,720.02358500000003,720.02358500000003,720.02358500000003,720.02358500000003,720.02358500000003,720.02358500000003,720.02358500000003,720.02358500000003,720.02358500000003]
[null,"Chile","Republic of Chile","CI","CL","CHL",152,-30,-71,"South America",598.5909591836737,{"$f":"IF(ISERROR(VLOOKUP($B39,'Grid EFs'!$B$14:$F$167,3,FALSE)),VLOOKUP($J39,'Grid EFs'!$B$4:$F$9,3,FALSE),VLOOKUP($B39,'Grid EFs'!$B$14:$F$167,3,FALSE))","v":868.79169999999999},{"$f":"IF(ISERROR(VLOOKUP($B39,'Grid EFs'!$B$14:$F$167,4,FALSE)),VLOOKUP($J39,'Grid EFs'!$B$4:$F$9,4,FALSE),VLOOKUP($B39,'Grid EFs'!$B$14:$F$167,4,FALSE))","v":984.12059999999997},{"$f":"IF(ISERROR(VLOOKUP($B39,'Grid EFs'!$B$14:$F$167,5,FALSE)),VLOOKUP($J39,'Grid EFs'!$B$4:$F$9,5,FALSE),VLOOKUP($B39,'Grid EFs'!$B$14:$F$167,5,FALSE))","v":438.09780000000001},482.97699999999998,598.5909591836737,5.59,{"$f":"IF(ISERROR(VLOOKUP($B39,LineLoss!$B$4:$C$147,2,FALSE)),VLOOKUP($J39,LineLoss!$E$4:$F$9,2,FALSE),VLOOKUP($B39,LineLoss!$B$4:$C$147,2,FALSE))","v":6.008554031852776E-2},{"$f":"IF(ISNUMBER(MATCH(B39,'Grid EFs'!$B$14:$B$167,0)),\"\",\"*\")","v":""},"OECD Americas",null,598.5909591836737,598.5909591836737,598.5909591836737,598.5909591836737,598.5909591836737,598.5909591836737,598.5909591836737,598.5909591836737,598.5909591836737,598.5909591836737,598.5909591836737,598.5909591836737,598.5909591836737,598.5909591836737,598.5909591836737,598.5909591836737,598.5909591836737,598.5909591836737,598.5909591836737,598.5909591836737,598.5909591836737,598.5909591836737,598.5909591836737,598.5909591836737,598.5909591836737,598.5909591836737,598.5909591836737,598.5909591836737,598.5909591836737,598.5909591836737,598.5909591836737,598.5909591836737,598.5909591836737,598.5909591836737,598.5909591836737,598.5909591836737,598.5909591836737,598.5909591836737,598.5909591836737,598.5909591836737,598.5909591836737,598.5909591836737,598.5909591836737,598.5909591836737,598.5909591836737,null,598.5909591836737,598.5909591836737,598.5909591836737,598.5909591836737,598.5909591836737,598.5909591836737,598.5909591836737,598.5909591836737,598.5909591836737,598.5909591836737,598.5909591836737,598.5909591836737,598.5909591836737,598.5909591836737,598.5909591836737,598.5909591836737,598.5909591836737,598.5909591836737,598.5909591836737,598.5909591836737,598.5909591836737,598.5909591836737,598.5909591836737,598.5909591836737,598.5909591836737,598.5909591836737,598.5909591836737,598.5909591836737,598.5909591836737,598.5909591836737,598.5909591836737,598.5909591836737,598.5909591836737,598.5909591836737,598.5909591836737,598.5909591836737,598.5909591836737,598.5909591836737,598.5909591836737,598.5909591836737,598.5909591836737,598.5909591836737,598.5909591836737,598.5909591836737,598.5909591836737]
[null,"China","People's Republic of China","CH","CN","CHN",156,35,105,"Asia",850.280479512748,{"$f":"IF(ISERROR(VLOOKUP($B40,'Grid EFs'!$B$14:$F$167,3,FALSE)),VLOOKUP($J40,'Grid EFs'!$B$4:$F$9,3,FALSE),VLOOKUP($B40,'Grid EFs'!$B$14:$F$167,3,FALSE))","v":948.2106},{"$f":"IF(ISERROR(VLOOKUP($B40,'Grid EFs'!$B$14:$F$167,4,FALSE)),VLOOKUP($J40,'Grid EFs'!$B$4:$F$9,4,FALSE),VLOOKUP($B40,'Grid EFs'!$B$14:$F$167,4,FALSE))","v":755.21159999999998},{"$f":"IF(ISERROR(VLOOKUP($B40,'Grid EFs'!$B$14:$F$167,5,FALSE)),VLOOKUP($J40,'Grid EFs'!$B$4:$F$9,5,FALSE),VLOOKUP($B40,'Grid EFs'!$B$14:$F$167,5,FALSE))","v":508.38440000000003},734.28530000000001,850.280479512748,4.28,{"$f":"IF(ISERROR(VLOOKUP($B40,LineLoss!$B$4:$C$147,2,FALSE)),VLOOKUP($J40,LineLoss!$E$4:$F$9,2,FALSE),VLOOKUP($B40,LineLoss!$B$4:$C$147,2,FALSE))","v":5.3072478000304985E-2},{"$f":"IF(ISNUMBER(MATCH(B40,'Grid EFs'!$B$14:$B$167,0)),\"\",\"*\")","v":""},"Non-OECD Asia",null,850.280479512748,850.280479512748,850.280479512748,850.280479512748,850.280479512748,850.280479512748,850.280479512748,850.280479512748,850.280479512748,850.280479512748,850.280479512748,850.280479512748,850.280479512748,850.280479512748,850.280479512748,850.280479512748,850.280479512748,850.280479512748,850.280479512748,850.280479512748,850.280479512748,850.280479512748,850.280479512748,850.280479512748,850.280479512748,850.280479512748,850.280479512748,850.280479512748,850.280479512748,850.280479512748,850.280479512748,850.280479512748,850.280479512748,850.280479512748,850.280479512748,850.280479512748,850.280479512748,850.280479512748,850.280479512748,850.280479512748,850.280479512748,850.280479512748,850.280479512748,850.280479512748,850.280479512748,null,850.280479512748,850.280479512748,850.280479512748,850.280479512748,850.280479512748,850.280479512748,850.280479512748,850.280479512748,850.280479512748,850.280479512748,850.280479512748,850.280479512748,850.280479512748,850.280479512748,850.280479512748,850.280479512748,850.280479512748,850.280479512748,850.280479512748,850.280479512748,850.280479512748,850.280479512748,850.280479512748,850.280479512748,850.280479512748,850.280479512748,850.280479512748,850.280479512748,850.280479512748,850.280479512748,850.280479512748,850.280479512748,850.280479512748,850.280479512748,850.280479512748,850.280479512748,850.280479512748,850.280479512748,850.280479512748,850.280479512748,850.280479512748,850.280479512748,850.280479512748,850.280479512748,850.280479512748]
[null,"Colombia","Republic of Colombia","CO","CO","COL",170,4,-72,"South America",333.13090909090914,{"$f":"IF(ISERROR(VLOOKUP($B41,'Grid EFs'!$B$14:$F$167,3,FALSE)),VLOOKUP($J41,'Grid EFs'!$B$4:$F$9,3,FALSE),VLOOKUP($B41,'Grid EFs'!$B$14:$F$167,3,FALSE))","v":959.6617},{"$f":"IF(ISERROR(VLOOKUP($B41,'Grid EFs'!$B$14:$F$167,4,FALSE)),VLOOKUP($J41,'Grid EFs'!$B$4:$F$9,4,FALSE),VLOOKUP($B41,'Grid EFs'!$B$14:$F$167,4,FALSE))","v":921.27110000000005},{"$f":"IF(ISERROR(VLOOKUP($B41,'Grid EFs'!$B$14:$F$167,5,FALSE)),VLOOKUP($J41,'Grid EFs'!$B$4:$F$9,5,FALSE),VLOOKUP($B41,'Grid EFs'!$B$14:$F$167,5,FALSE))","v":451.85820000000001},122.7676,333.13090909090914,4.8600000000000003,{"$f":"IF(ISERROR(VLOOKUP($B41,LineLoss!$B$4:$C$147,2,FALSE)),VLOOKUP($J41,LineLoss!$E$4:$F$9,2,FALSE),VLOOKUP($B41,LineLoss!$B$4:$C$147,2,FALSE))","v":8.2565240146690311E-2},{"$f":"IF(ISNUMBER(MATCH(B41,'Grid EFs'!$B$14:$B$167,0)),\"\",\"*\")","v":""},"Latin America",null,333.13090909090914,333.13090909090914,333.13090909090914,333.13090909090914,333.13090909090914,333.13090909090914,333.13090909090914,333.13090909090914,333.13090909090914,333.13090909090914,333.13090909090914,333.13090909090914,333.13090909090914,333.13090909090914,333.13090909090914,333.13090909090914,333.13090909090914,333.13090909090914,333.13090909090914,333.13090909090914,333.13090909090914,333.13090909090914,333.13090909090914,333.13090909090914,333.13090909090914,333.13090909090914,333.13090909090914,333.13090909090914,333.13090909090914,333.13090909090914,333.13090909090914,333.13090909090914,333.13090909090914,333.13090909090914,333.13090909090914,333.13090909090914,333.13090909090914,333.13090909090914,333.13090909090914,333.13090909090914,333.13090909090914,333.13090909090914,333.13090909090914,333.13090909090914,333.13090909090914,null,333.13090909090914,333.13090909090914,333.13090909090914,333.13090909090914,333.13090909090914,333.13090909090914,333.13090909090914,333.13090909090914,333.13090909090914,333.13090909090914,333.13090909090914,333.13090909090914,333.13090909090914,333.13090909090914,333.13090909090914,333.13090909090914,333.13090909090914,333.13090909090914,333.13090909090914,333.13090909090914,333.13090909090914,333.13090909090914,333.13090909090914,333.13090909090914,333.13090909090914,333.13090909090914,333.13090909090914,333.13090909090914,333.13090909090914,333.13090909090914,333.13090909090914,333.13090909090914,333.13090909090914,333.13090909090914,333.13090909090914,333.13090909090914,333.13090909090914,333.13090909090914,333.13090909090914,333.13090909090914,333.13090909090914,333.13090909090914,333.13090909090914,333.13090909090914,333.13090909090914]
[null,"Comoros","Union of the Comoros","CN","KM","COM",174,-12.166700000000001,44.25,"Africa",720.02358500000003,{"$f":"IF(ISERROR(VLOOKUP($B42,'Grid EFs'!$B$14:$F$167,3,FALSE)),VLOOKUP($J42,'Grid EFs'!$B$4:$F$9,3,FALSE),VLOOKUP($B42,'Grid EFs'!$B$14:$F$167,3,FALSE))","v":974.53949999999998},{"$f":"IF(ISERROR(VLOOKUP($B42,'Grid EFs'!$B$14:$F$167,4,FALSE)),VLOOKUP($J42,'Grid EFs'!$B$4:$F$9,4,FALSE),VLOOKUP($B42,'Grid EFs'!$B$14:$F$167,4,FALSE))","v":833.97270000000003},{"$f":"IF(ISERROR(VLOOKUP($B42,'Grid EFs'!$B$14:$F$167,5,FALSE)),VLOOKUP($J42,'Grid EFs'!$B$4:$F$9,5,FALSE),VLOOKUP($B42,'Grid EFs'!$B$14:$F$167,5,FALSE))","v":456.774},597.66229999999996,720.02358500000003,6.22,{"$f":"IF(ISERROR(VLOOKUP($B42,LineLoss!$B$4:$C$147,2,FALSE)),VLOOKUP($J42,LineLoss!$E$4:$F$9,2,FALSE),VLOOKUP($B42,LineLoss!$B$4:$C$147,2,FALSE))","v":7.571494692664206E-2},{"$f":"IF(ISNUMBER(MATCH(B42,'Grid EFs'!$B$14:$B$167,0)),\"\",\"*\")","v":"*"},"Africa",null,720.02358500000003,720.02358500000003,720.02358500000003,720.02358500000003,720.02358500000003,720.02358500000003,720.02358500000003,720.02358500000003,720.02358500000003,720.02358500000003,720.02358500000003,720.02358500000003,720.02358500000003,720.02358500000003,720.02358500000003,720.02358500000003,720.02358500000003,720.02358500000003,720.02358500000003,720.02358500000003,720.02358500000003,720.02358500000003,720.02358500000003,720.02358500000003,720.02358500000003,720.02358500000003,720.02358500000003,720.02358500000003,720.02358500000003,720.02358500000003,720.02358500000003,720.02358500000003,720.02358500000003,720.02358500000003,720.02358500000003,720.02358500000003,720.02358500000003,720.02358500000003,720.02358500000003,720.02358500000003,720.02358500000003,720.02358500000003,720.02358500000003,720.02358500000003,720.02358500000003,null,720.02358500000003,720.02358500000003,720.02358500000003,720.02358500000003,720.02358500000003,720.02358500000003,720.02358500000003,720.02358500000003,720.02358500000003,720.02358500000003,720.02358500000003,720.02358500000003,720.02358500000003,720.02358500000003,720.02358500000003,720.02358500000003,720.02358500000003,720.02358500000003,720.02358500000003,720.02358500000003,720.02358500000003,720.02358500000003,720.02358500000003,720.02358500000003,720.02358500000003,720.02358500000003,720.02358500000003,720.02358500000003,720.02358500000003,720.02358500000003,720.02358500000003,720.02358500000003,720.02358500000003,720.02358500000003,720.02358500000003,720.02358500000003,720.02358500000003,720.02358500000003,720.02358500000003,720.02358500000003,720.02358500000003,720.02358500000003,720.02358500000003,720.02358500000003,720.02358500000003]
[null,"Congo","Republic of the Congo","CF","CG","COG",178,-1,15,"Africa",720.02358500000003,{"$f":"IF(ISERROR(VLOOKUP($B43,'Grid EFs'!$B$14:$F$167,3,FALSE)),VLOOKUP($J43,'Grid EFs'!$B$4:$F$9,3,FALSE),VLOOKUP($B43,'Grid EFs'!$B$14:$F$167,3,FALSE))","v":974.53949999999998},{"$f":"IF(ISERROR(VLOOKUP($B43,'Grid EFs'!$B$14:$F$167,4,FALSE)),VLOOKUP($J43,'Grid EFs'!$B$4:$F$9,4,FALSE),VLOOKUP($B43,'Grid EFs'!$B$14:$F$167,4,FALSE))","v":1058.4444000000001},{"$f":"IF(ISERROR(VLOOKUP($B43,'Grid EFs'!$B$14:$F$167,5,FALSE)),VLOOKUP($J43,'Grid EFs'!$B$4:$F$9,5,FALSE),VLOOKUP($B43,'Grid EFs'!$B$14:$F$167,5,FALSE))","v":584.13869999999997},229.9598,720.02358500000003,4.8600000000000003,{"$f":"IF(ISERROR(VLOOKUP($B43,LineLoss!$B$4:$C$147,2,FALSE)),VLOOKUP($J43,LineLoss!$E$4:$F$9,2,FALSE),VLOOKUP($B43,LineLoss!$B$4:$C$147,2,FALSE))","v":0.16409249290783473},{"$f":"IF(ISNUMBER(MATCH(B43,'Grid EFs'!$B$14:$B$167,0)),\"\",\"*\")","v":""},"Africa",null,720.02358500000003,720.02358500000003,720.02358500000003,720.02358500000003,720.02358500000003,720.02358500000003,720.02358500000003,720.02358500000003,720.02358500000003,720.02358500000003,720.02358500000003,720.02358500000003,720.02358500000003,720.02358500000003,720.02358500000003,720.02358500000003,720.02358500000003,720.02358500000003,720.02358500000003,720.02358500000003,720.02358500000003,720.02358500000003,720.02358500000003,720.02358500000003,720.02358500000003,720.02358500000003,720.02358500000003,720.02358500000003,720.02358500000003,720.02358500000003,720.02358500000003,720.02358500000003,720.02358500000003,720.02358500000003,720.02358500000003,720.02358500000003,720.02358500000003,720.02358500000003,720.02358500000003,720.02358500000003,720.02358500000003,720.02358500000003,720.02358500000003,720.02358500000003,720.02358500000003,null,720.02358500000003,720.02358500000003,720.02358500000003,720.02358500000003,720.02358500000003,720.02358500000003,720.02358500000003,720.02358500000003,720.02358500000003,720.02358500000003,720.02358500000003,720.02358500000003,720.02358500000003,720.02358500000003,720.02358500000003,720.02358500000003,720.02358500000003,720.02358500000003,720.02358500000003,720.02358500000003,720.02358500000003,720.02358500000003,720.02358500000003,720.02358500000003,720.02358500000003,720.02358500000003,720.02358500000003,720.02358500000003,720.02358500000003,720.02358500000003,720.02358500000003,720.02358500000003,720.02358500000003,720.02358500000003,720.02358500000003,720.02358500000003,720.02358500000003,720.02358500000003,720.02358500000003,720.02358500000003,720.02358500000003,720.02358500000003,720.02358500000003,720.02358500000003,720.02358500000003]
[null,"Congo, Democratic Republic","Democratic Republic of the Congo","CG","CD","COD",180,0,25,"Africa",720.02358500000003,{"$f":"IF(ISERROR(VLOOKUP($B44,'Grid EFs'!$B$14:$F$167,3,FALSE)),VLOOKUP($J44,'Grid EFs'!$B$4:$F$9,3,FALSE),VLOOKUP($B44,'Grid EFs'!$B$14:$F$167,3,FALSE))","v":974.53949999999998},{"$f":"IF(ISERROR(VLOOKUP($B44,'Grid EFs'!$B$14:$F$167,4,FALSE)),VLOOKUP($J44,'Grid EFs'!$B$4:$F$9,4,FALSE),VLOOKUP($B44,'Grid EFs'!$B$14:$F$167,4,FALSE))","v":1058.1667},{"$f":"IF(ISERROR(VLOOKUP($B44,'Grid EFs'!$B$14:$F$167,5,FALSE)),VLOOKUP($J44,'Grid EFs'!$B$4:$F$9,5,FALSE),VLOOKUP($B44,'Grid EFs'!$B$14:$F$167,5,FALSE))","v":573.20690000000002},2.8837999999999999,720.02358500000003,4.8,{"$f":"IF(ISERROR(VLOOKUP($B44,LineLoss!$B$4:$C$147,2,FALSE)),VLOOKUP($J44,LineLoss!$E$4:$F$9,2,FALSE),VLOOKUP($B44,LineLoss!$B$4:$C$147,2,FALSE))","v":5.4988988608486125E-2},{"$f":"IF(ISNUMBER(MATCH(B44,'Grid EFs'!$B$14:$B$167,0)),\"\",\"*\")","v":""},"Africa",null,720.02358500000003,720.02358500000003,720.02358500000003,720.02358500000003,720.02358500000003,720.02358500000003,720.02358500000003,720.02358500000003,720.02358500000003,720.02358500000003,720.02358500000003,720.02358500000003,720.02358500000003,720.02358500000003,720.02358500000003,720.02358500000003,720.02358500000003,720.02358500000003,720.02358500000003,720.02358500000003,720.02358500000003,720.02358500000003,720.02358500000003,720.02358500000003,720.02358500000003,720.02358500000003,720.02358500000003,720.02358500000003,720.02358500000003,720.02358500000003,720.02358500000003,720.02358500000003,720.02358500000003,720.02358500000003,720.02358500000003,720.02358500000003,720.02358500000003,720.02358500000003,720.02358500000003,720.02358500000003,720.02358500000003,720.02358500000003,720.02358500000003,720.02358500000003,720.02358500000003,null,{"$f":"$K44","v":720.02358500000003},720.02358500000003,720.02358500000003,720.02358500000003,720.02358500000003,720.02358500000003,720.02358500000003,720.02358500000003,720.02358500000003,720.02358500000003,{"$f":"$K44","v":720.02358500000003},720.02358500000003,720.02358500000003,720.02358500000003,720.02358500000003,720.02358500000003,720.02358500000003,720.02358500000003,720.02358500000003,720.02358500000003,720.02358500000003,720.02358500000003,720.02358500000003,720.02358500000003,720.02358500000003,720.02358500000003,720.02358500000003,720.02358500000003,720.02358500000003,720.02358500000003,720.02358500000003,720.02358500000003,720.02358500000003,720.02358500000003,720.02358500000003,720.02358500000003,720.02358500000003,720.02358500000003,720.02358500000003,720.02358500000003,720.02358500000003,720.02358500000003,720.02358500000003,720.02358500000003,720.02358500000003]
[null,"Costa Rica","Republic of Costa Rica","CS","CR","CRI",188,10,-84,"North America",280.52307692307693,{"$f":"IF(ISERROR(VLOOKUP($B45,'Grid EFs'!$B$14:$F$167,3,FALSE)),VLOOKUP($J45,'Grid EFs'!$B$4:$F$9,3,FALSE),VLOOKUP($B45,'Grid EFs'!$B$14:$F$167,3,FALSE))","v":1240.4880000000001},{"$f":"IF(ISERROR(VLOOKUP($B45,'Grid EFs'!$B$14:$F$167,4,FALSE)),VLOOKUP($J45,'Grid EFs'!$B$4:$F$9,4,FALSE),VLOOKUP($B45,'Grid EFs'!$B$14:$F$167,4,FALSE))","v":666.34820000000002},{"$f":"IF(ISERROR(VLOOKUP($B45,'Grid EFs'!$B$14:$F$167,5,FALSE)),VLOOKUP($J45,'Grid EFs'!$B$4:$F$9,5,FALSE),VLOOKUP($B45,'Grid EFs'!$B$14:$F$167,5,FALSE))","v":502.83659999999998},54.355699999999999,280.52307692307693,4.1500000000000004,{"$f":"IF(ISERROR(VLOOKUP($B45,LineLoss!$B$4:$C$147,2,FALSE)),VLOOKUP($J45,LineLoss!$E$4:$F$9,2,FALSE),VLOOKUP($B45,LineLoss!$B$4:$C$147,2,FALSE))","v":7.2176076836942007E-2},{"$f":"IF(ISNUMBER(MATCH(B45,'Grid EFs'!$B$14:$B$167,0)),\"\",\"*\")","v":""},"Latin America",null,280.52307692307693,280.52307692307693,280.52307692307693,280.52307692307693,280.52307692307693,280.52307692307693,280.52307692307693,280.52307692307693,280.52307692307693,280.52307692307693,280.52307692307693,280.52307692307693,280.52307692307693,280.52307692307693,280.52307692307693,280.52307692307693,280.52307692307693,280.52307692307693,280.52307692307693,280.52307692307693,280.52307692307693,280.52307692307693,280.52307692307693,280.52307692307693,280.52307692307693,280.52307692307693,280.52307692307693,280.52307692307693,280.52307692307693,280.52307692307693,280.52307692307693,280.52307692307693,280.52307692307693,280.52307692307693,280.52307692307693,280.52307692307693,280.52307692307693,280.52307692307693,280.52307692307693,280.52307692307693,280.52307692307693,280.52307692307693,280.52307692307693,280.52307692307693,280.52307692307693,null,280.52307692307693,280.52307692307693,280.52307692307693,280.52307692307693,280.52307692307693,280.52307692307693,280.52307692307693,280.52307692307693,280.52307692307693,280.52307692307693,280.52307692307693,280.52307692307693,280.52307692307693,280.52307692307693,280.52307692307693,280.52307692307693,280.52307692307693,280.52307692307693,280.52307692307693,280.52307692307693,280.52307692307693,280.52307692307693,280.52307692307693,280.52307692307693,280.52307692307693,280.52307692307693,280.52307692307693,280.52307692307693,280.52307692307693,280.52307692307693,280.52307692307693,280.52307692307693,280.52307692307693,280.52307692307693,280.52307692307693,280.52307692307693,280.52307692307693,280.52307692307693,280.52307692307693,280.52307692307693,280.52307692307693,280.52307692307693,280.52307692307693,280.52307692307693,280.52307692307693]
[null,"Côte d'Ivoire","Republic of Côte d'Ivoire","IV","CI","CIV",384,8,-5,"Africa",634.44999999999993,{"$f":"IF(ISERROR(VLOOKUP($B46,'Grid EFs'!$B$14:$F$167,3,FALSE)),VLOOKUP($J46,'Grid EFs'!$B$4:$F$9,3,FALSE),VLOOKUP($B46,'Grid EFs'!$B$14:$F$167,3,FALSE))","v":974.53949999999998},{"$f":"IF(ISERROR(VLOOKUP($B46,'Grid EFs'!$B$14:$F$167,4,FALSE)),VLOOKUP($J46,'Grid EFs'!$B$4:$F$9,4,FALSE),VLOOKUP($B46,'Grid EFs'!$B$14:$F$167,4,FALSE))","v":928.70090000000005},{"$f":"IF(ISERROR(VLOOKUP($B46,'Grid EFs'!$B$14:$F$167,5,FALSE)),VLOOKUP($J46,'Grid EFs'!$B$4:$F$9,5,FALSE),VLOOKUP($B46,'Grid EFs'!$B$14:$F$167,5,FALSE))","v":642.93790000000001},490.38060000000002,634.44999999999993,5.0999999999999996,{"$f":"IF(ISERROR(VLOOKUP($B46,LineLoss!$B$4:$C$147,2,FALSE)),VLOOKUP($J46,LineLoss!$E$4:$F$9,2,FALSE),VLOOKUP($B46,LineLoss!$B$4:$C$147,2,FALSE))","v":9.7900354249586069E-2},{"$f":"IF(ISNUMBER(MATCH(B46,'Grid EFs'!$B$14:$B$167,0)),\"\",\"*\")","v":""},"Africa",null,634.44999999999993,634.44999999999993,634.44999999999993,634.44999999999993,634.44999999999993,634.44999999999993,634.44999999999993,634.44999999999993,634.44999999999993,634.44999999999993,634.44999999999993,634.44999999999993,634.44999999999993,634.44999999999993,634.44999999999993,634.44999999999993,634.44999999999993,634.44999999999993,634.44999999999993,634.44999999999993,634.44999999999993,634.44999999999993,634.44999999999993,634.44999999999993,634.44999999999993,634.44999999999993,634.44999999999993,634.44999999999993,634.44999999999993,634.44999999999993,634.44999999999993,634.44999999999993,634.44999999999993,634.44999999999993,634.44999999999993,634.44999999999993,634.44999999999993,634.44999999999993,634.44999999999993,634.44999999999993,634.44999999999993,634.44999999999993,634.44999999999993,634.44999999999993,634.44999999999993,null,634.44999999999993,634.44999999999993,634.44999999999993,634.44999999999993,634.44999999999993,634.44999999999993,634.44999999999993,634.44999999999993,634.44999999999993,634.44999999999993,634.44999999999993,634.44999999999993,634.44999999999993,634.44999999999993,634.44999999999993,634.44999999999993,634.44999999999993,634.44999999999993,634.44999999999993,634.44999999999993,634.44999999999993,634.44999999999993,634.44999999999993,634.44999999999993,634.44999999999993,634.44999999999993,634.44999999999993,634.44999999999993,634.44999999999993,634.44999999999993,634.44999999999993,634.44999999999993,634.44999999999993,634.44999999999993,634.44999999999993,634.44999999999993,634.44999999999993,634.44999999999993,634.44999999999993,634.44999999999993,634.44999999999993,634.44999999999993,634.44999999999993,634.44999999999993,634.44999999999993]
[null,"Croatia","Republic of Croatia","HR","HR","HRV",191,45.166699999999999,15.5,"Europe",311.06299999999999,{"$f":"IF(ISERROR(VLOOKUP($B47,'Grid EFs'!$B$14:$F$167,3,FALSE)),VLOOKUP($J47,'Grid EFs'!$B$4:$F$9,3,FALSE),VLOOKUP($B47,'Grid EFs'!$B$14:$F$167,3,FALSE))","v":868.73990000000003},{"$f":"IF(ISERROR(VLOOKUP($B47,'Grid EFs'!$B$14:$F$167,4,FALSE)),VLOOKUP($J47,'Grid EFs'!$B$4:$F$9,4,FALSE),VLOOKUP($B47,'Grid EFs'!$B$14:$F$167,4,FALSE))","v":638.58630000000005},{"$f":"IF(ISERROR(VLOOKUP($B47,'Grid EFs'!$B$14:$F$167,5,FALSE)),VLOOKUP($J47,'Grid EFs'!$B$4:$F$9,5,FALSE),VLOOKUP($B47,'Grid EFs'!$B$14:$F$167,5,FALSE))","v":365.64839999999998},311.06299999999999,"N/A",3.54,{"$f":"IF(ISERROR(VLOOKUP($B47,LineLoss!$B$4:$C$147,2,FALSE)),VLOOKUP($J47,LineLoss!$E$4:$F$9,2,FALSE),VLOOKUP($B47,LineLoss!$B$4:$C$147,2,FALSE))","v":8.7756785661199613E-2},{"$f":"IF(ISNUMBER(MATCH(B47,'Grid EFs'!$B$14:$B$167,0)),\"\",\"*\")","v":""},"Eastern Europe & Eurasia",null,311.06299999999999,311.06299999999999,311.06299999999999,311.06299999999999,311.06299999999999,311.06299999999999,311.06299999999999,311.06299999999999,311.06299999999999,311.06299999999999,311.06299999999999,311.06299999999999,311.06299999999999,311.06299999999999,311.06299999999999,311.06299999999999,311.06299999999999,311.06299999999999,311.06299999999999,311.06299999999999,311.06299999999999,311.06299999999999,311.06299999999999,311.06299999999999,311.06299999999999,311.06299999999999,311.06299999999999,311.06299999999999,311.06299999999999,311.06299999999999,311.06299999999999,311.06299999999999,311.06299999999999,311.06299999999999,311.06299999999999,311.06299999999999,311.06299999999999,311.06299999999999,311.06299999999999,311.06299999999999,311.06299999999999,311.06299999999999,311.06299999999999,311.06299999999999,311.06299999999999,null,311.06299999999999,311.06299999999999,311.06299999999999,311.06299999999999,311.06299999999999,311.06299999999999,311.06299999999999,311.06299999999999,311.06299999999999,311.06299999999999,311.06299999999999,311.06299999999999,311.06299999999999,311.06299999999999,311.06299999999999,311.06299999999999,311.06299999999999,311.06299999999999,311.06299999999999,311.06299999999999,311.06299999999999,311.06299999999999,311.06299999999999,311.06299999999999,311.06299999999999,311.06299999999999,311.06299999999999,311.06299999999999,311.06299999999999,311.06299999999999,311.06299999999999,311.06299999999999,311.06299999999999,311.06299999999999,311.06299999999999,311.06299999999999,311.06299999999999,311.06299999999999,311.06299999999999,311.06299999999999,311.06299999999999,311.06299999999999,311.06299999999999,311.06299999999999,311.06299999999999]
[null,"Cuba","Republic of Cuba","CU","CU","CUB",192,21.5,-80,"North America",873.5,{"$f":"IF(ISERROR(VLOOKUP($B48,'Grid EFs'!$B$14:$F$167,3,FALSE)),VLOOKUP($J48,'Grid EFs'!$B$4:$F$9,3,FALSE),VLOOKUP($B48,'Grid EFs'!$B$14:$F$167,3,FALSE))","v":1240.4880000000001},{"$f":"IF(ISERROR(VLOOKUP($B48,'Grid EFs'!$B$14:$F$167,4,FALSE)),VLOOKUP($J48,'Grid EFs'!$B$4:$F$9,4,FALSE),VLOOKUP($B48,'Grid EFs'!$B$14:$F$167,4,FALSE))","v":989.4932},{"$f":"IF(ISERROR(VLOOKUP($B48,'Grid EFs'!$B$14:$F$167,5,FALSE)),VLOOKUP($J48,'Grid EFs'!$B$4:$F$9,5,FALSE),VLOOKUP($B48,'Grid EFs'!$B$14:$F$167,5,FALSE))","v":502.23230000000001},897.25570000000005,873.5,5.05,{"$f":"IF(ISERROR(VLOOKUP($B48,LineLoss!$B$4:$C$147,2,FALSE)),VLOOKUP($J48,LineLoss!$E$4:$F$9,2,FALSE),VLOOKUP($B48,LineLoss!$B$4:$C$147,2,FALSE))","v":8.7291441760489002E-2},{"$f":"IF(ISNUMBER(MATCH(B48,'Grid EFs'!$B$14:$B$167,0)),\"\",\"*\")","v":""},"Latin America",null,873.5,873.5,873.5,873.5,873.5,873.5,873.5,873.5,873.5,873.5,873.5,873.5,873.5,873.5,873.5,873.5,873.5,873.5,873.5,873.5,873.5,873.5,873.5,873.5,873.5,873.5,873.5,873.5,873.5,873.5,873.5,873.5,873.5,873.5,873.5,873.5,873.5,873.5,873.5,873.5,873.5,873.5,873.5,873.5,873.5,null,873.5,873.5,873.5,873.5,873.5,873.5,873.5,873.5,873.5,873.5,873.5,873.5,873.5,873.5,873.5,873.5,873.5,873.5,873.5,873.5,873.5,873.5,873.5,873.5,873.5,873.5,873.5,873.5,873.5,873.5,873.5,873.5,873.5,873.5,873.5,873.5,873.5,873.5,873.5,873.5,873.5,873.5,873.5,873.5,873.5]
[null,"Cyprus","Republic of Cyprus","CY","CY","CYP",196,35,33,"Europe",798.22,{"$f":"IF(ISERROR(VLOOKUP($B49,'Grid EFs'!$B$14:$F$167,3,FALSE)),VLOOKUP($J49,'Grid EFs'!$B$4:$F$9,3,FALSE),VLOOKUP($B49,'Grid EFs'!$B$14:$F$167,3,FALSE))","v":919.05070000000001},{"$f":"IF(ISERROR(VLOOKUP($B49,'Grid EFs'!$B$14:$F$167,4,FALSE)),VLOOKUP($J49,'Grid EFs'!$B$4:$F$9,4,FALSE),VLOOKUP($B49,'Grid EFs'!$B$14:$F$167,4,FALSE))","v":768.14729999999997},{"$f":"IF(ISERROR(VLOOKUP($B49,'Grid EFs'!$B$14:$F$167,5,FALSE)),VLOOKUP($J49,'Grid EFs'!$B$4:$F$9,5,FALSE),VLOOKUP($B49,'Grid EFs'!$B$14:$F$167,5,FALSE))","v":527.41980000000001},726.29570000000001,798.22,5.19,{"$f":"IF(ISERROR(VLOOKUP($B49,LineLoss!$B$4:$C$147,2,FALSE)),VLOOKUP($J49,LineLoss!$E$4:$F$9,2,FALSE),VLOOKUP($B49,LineLoss!$B$4:$C$147,2,FALSE))","v":3.4014957464301235E-2},{"$f":"IF(ISNUMBER(MATCH(B49,'Grid EFs'!$B$14:$B$167,0)),\"\",\"*\")","v":""},"Eastern Europe & Eurasia",null,798.22,798.22,798.22,798.22,798.22,798.22,798.22,798.22,798.22,798.22,798.22,798.22,798.22,798.22,798.22,798.22,798.22,798.22,798.22,798.22,798.22,798.22,798.22,798.22,798.22,798.22,798.22,798.22,798.22,798.22,798.22,798.22,798.22,798.22,798.22,798.22,798.22,798.22,798.22,798.22,798.22,798.22,798.22,798.22,798.22,null,798.22,798.22,798.22,798.22,798.22,798.22,798.22,798.22,798.22,798.22,798.22,798.22,798.22,798.22,798.22,798.22,798.22,798.22,798.22,798.22,798.22,798.22,798.22,798.22,798.22,798.22,798.22,798.22,798.22,798.22,798.22,798.22,798.22,798.22,798.22,798.22,798.22,798.22,798.22,798.22,798.22,798.22,798.22,798.22,798.22]
[null,"Czech Republic","Czech Republic","EZ","CZ","CZE",203,49.75,15.5,"Europe",551.84950000000003,{"$f":"IF(ISERROR(VLOOKUP($B50,'Grid EFs'!$B$14:$F$167,3,FALSE)),VLOOKUP($J50,'Grid EFs'!$B$4:$F$9,3,FALSE),VLOOKUP($B50,'Grid EFs'!$B$14:$F$167,3,FALSE))","v":1008.5516},{"$f":"IF(ISERROR(VLOOKUP($B50,'Grid EFs'!$B$14:$F$167,4,FALSE)),VLOOKUP($J50,'Grid EFs'!$B$4:$F$9,4,FALSE),VLOOKUP($B50,'Grid EFs'!$B$14:$F$167,4,FALSE))","v":925.98440000000005},{"$f":"IF(ISERROR(VLOOKUP($B50,'Grid EFs'!$B$14:$F$167,5,FALSE)),VLOOKUP($J50,'Grid EFs'!$B$4:$F$9,5,FALSE),VLOOKUP($B50,'Grid EFs'!$B$14:$F$167,5,FALSE))","v":419.25749999999999},551.84950000000003,"N/A",2.84,{"$f":"IF(ISERROR(VLOOKUP($B50,LineLoss!$B$4:$C$147,2,FALSE)),VLOOKUP($J50,LineLoss!$E$4:$F$9,2,FALSE),VLOOKUP($B50,LineLoss!$B$4:$C$147,2,FALSE))","v":4.5793323849111701E-2},{"$f":"IF(ISNUMBER(MATCH(B50,'Grid EFs'!$B$14:$B$167,0)),\"\",\"*\")","v":""},"OECD Europe",null,551.84950000000003,551.84950000000003,551.84950000000003,551.84950000000003,551.84950000000003,551.84950000000003,551.84950000000003,551.84950000000003,551.84950000000003,551.84950000000003,551.84950000000003,551.84950000000003,551.84950000000003,551.84950000000003,551.84950000000003,551.84950000000003,551.84950000000003,551.84950000000003,551.84950000000003,551.84950000000003,551.84950000000003,551.84950000000003,551.84950000000003,551.84950000000003,551.84950000000003,551.84950000000003,551.84950000000003,551.84950000000003,551.84950000000003,551.84950000000003,551.84950000000003,{"$f":"$K50","v":551.84950000000003},{"$f":"$K50","v":551.84950000000003},{"$f":"$K50","v":551.84950000000003},{"$f":"$K50","v":551.84950000000003},551.84950000000003,551.84950000000003,551.84950000000003,551.84950000000003,551.84950000000003,551.84950000000003,551.84950000000003,551.84950000000003,551.84950000000003,551.84950000000003,null,551.84950000000003,551.84950000000003,551.84950000000003,551.84950000000003,551.84950000000003,551.84950000000003,551.84950000000003,551.84950000000003,551.84950000000003,551.84950000000003,551.84950000000003,551.84950000000003,551.84950000000003,551.84950000000003,551.84950000000003,551.84950000000003,551.84950000000003,551.84950000000003,551.84950000000003,551.84950000000003,551.84950000000003,551.84950000000003,551.84950000000003,551.84950000000003,551.84950000000003,551.84950000000003,551.84950000000003,551.84950000000003,551.84950000000003,551.84950000000003,551.84950000000003,551.84950000000003,551.84950000000003,551.84950000000003,551.84950000000003,551.84950000000003,551.84950000000003,551.84950000000003,551.84950000000003,551.84950000000003,551.84950000000003,551.84950000000003,551.84950000000003,551.84950000000003,551.84950000000003]
[null,"Denmark","Kingdom of Denmark","DA","DK","DNK",208,56,10,"Europe",257.26420000000002,{"$f":"IF(ISERROR(VLOOKUP($B51,'Grid EFs'!$B$14:$F$167,3,FALSE)),VLOOKUP($J51,'Grid EFs'!$B$4:$F$9,3,FALSE),VLOOKUP($B51,'Grid EFs'!$B$14:$F$167,3,FALSE))","v":579.9076},{"$f":"IF(ISERROR(VLOOKUP($B51,'Grid EFs'!$B$14:$F$167,4,FALSE)),VLOOKUP($J51,'Grid EFs'!$B$4:$F$9,4,FALSE),VLOOKUP($B51,'Grid EFs'!$B$14:$F$167,4,FALSE))","v":602.43290000000002},{"$f":"IF(ISERROR(VLOOKUP($B51,'Grid EFs'!$B$14:$F$167,5,FALSE)),VLOOKUP($J51,'Grid EFs'!$B$4:$F$9,5,FALSE),VLOOKUP($B51,'Grid EFs'!$B$14:$F$167,5,FALSE))","v":270.12759999999997},257.26420000000002,"N/A",2.91,{"$f":"IF(ISERROR(VLOOKUP($B51,LineLoss!$B$4:$C$147,2,FALSE)),VLOOKUP($J51,LineLoss!$E$4:$F$9,2,FALSE),VLOOKUP($B51,LineLoss!$B$4:$C$147,2,FALSE))","v":5.5707210593762352E-2},{"$f":"IF(ISNUMBER(MATCH(B51,'Grid EFs'!$B$14:$B$167,0)),\"\",\"*\")","v":""},"OECD Europe",null,257.26420000000002,257.26420000000002,257.26420000000002,257.26420000000002,257.26420000000002,257.26420000000002,257.26420000000002,257.26420000000002,257.26420000000002,257.26420000000002,257.26420000000002,257.26420000000002,257.26420000000002,257.26420000000002,257.26420000000002,257.26420000000002,{"$f":"$K51","v":257.26420000000002},257.26420000000002,257.26420000000002,257.26420000000002,257.26420000000002,{"$f":"$K51","v":257.26420000000002},257.26420000000002,257.26420000000002,257.26420000000002,257.26420000000002,257.26420000000002,257.26420000000002,257.26420000000002,257.26420000000002,257.26420000000002,257.26420000000002,257.26420000000002,257.26420000000002,257.26420000000002,257.26420000000002,{"$f":"$K51","v":257.26420000000002},{"$f":"$K51","v":257.26420000000002},{"$f":"$K51","v":257.26420000000002},{"$f":"$K51","v":257.26420000000002},{"$f":"$K51","v":257.26420000000002},257.26420000000002,257.26420000000002,257.26420000000002,{"$f":"$K51","v":257.26420000000002},null,257.26420000000002,257.26420000000002,257.26420000000002,257.26420000000002,257.26420000000002,257.26420000000002,257.26420000000002,257.26420000000002,257.26420000000002,257.26420000000002,257.26420000000002,257.26420000000002,257.26420000000002,257.26420000000002,257.26420000000002,257.26420000000002,257.26420000000002,257.26420000000002,257.26420000000002,257.26420000000002,257.26420000000002,257.26420000000002,257.26420000000002,257.26420000000002,257.26420000000002,257.26420000000002,257.26420000000002,257.26420000000002,257.26420000000002,257.26420000000002,257.26420000000002,257.26420000000002,257.26420000000002,257.26420000000002,257.26420000000002,257.26420000000002,257.26420000000002,257.26420000000002,257.26420000000002,257.26420000000002,257.26420000000002,257.26420000000002,257.26420000000002,257.26420000000002,257.26420000000002]
[null,"Djibouti","Republic of Djibouti","DJ","DJ","DJI",262,11.5,43,"Africa",720.02358500000003,{"$f":"IF(ISERROR(VLOOKUP($B52,'Grid EFs'!$B$14:$F$167,3,FALSE)),VLOOKUP($J52,'Grid EFs'!$B$4:$F$9,3,FALSE),VLOOKUP($B52,'Grid EFs'!$B$14:$F$167,3,FALSE))","v":974.53949999999998},{"$f":"IF(ISERROR(VLOOKUP($B52,'Grid EFs'!$B$14:$F$167,4,FALSE)),VLOOKUP($J52,'Grid EFs'!$B$4:$F$9,4,FALSE),VLOOKUP($B52,'Grid EFs'!$B$14:$F$167,4,FALSE))","v":833.97270000000003},{"$f":"IF(ISERROR(VLOOKUP($B52,'Grid EFs'!$B$14:$F$167,5,FALSE)),VLOOKUP($J52,'Grid EFs'!$B$4:$F$9,5,FALSE),VLOOKUP($B52,'Grid EFs'!$B$14:$F$167,5,FALSE))","v":456.774},597.66229999999996,720.02358500000003,6.05,{"$f":"IF(ISERROR(VLOOKUP($B52,LineLoss!$B$4:$C$147,2,FALSE)),VLOOKUP($J52,LineLoss!$E$4:$F$9,2,FALSE),VLOOKUP($B52,LineLoss!$B$4:$C$147,2,FALSE))","v":7.571494692664206E-2},{"$f":"IF(ISNUMBER(MATCH(B52,'Grid EFs'!$B$14:$B$167,0)),\"\",\"*\")","v":"*"},"Africa",null,720.02358500000003,720.02358500000003,720.02358500000003,720.02358500000003,720.02358500000003,720.02358500000003,720.02358500000003,720.02358500000003,720.02358500000003,720.02358500000003,720.02358500000003,720.02358500000003,720.02358500000003,720.02358500000003,720.02358500000003,720.02358500000003,720.02358500000003,720.02358500000003,720.02358500000003,720.02358500000003,720.02358500000003,720.02358500000003,720.02358500000003,720.02358500000003,720.02358500000003,720.02358500000003,720.02358500000003,720.02358500000003,720.02358500000003,720.02358500000003,720.02358500000003,720.02358500000003,720.02358500000003,720.02358500000003,720.02358500000003,720.02358500000003,720.02358500000003,{"$f":"$K52","v":720.02358500000003},720.02358500000003,720.02358500000003,720.02358500000003,720.02358500000003,720.02358500000003,720.02358500000003,720.02358500000003,null,720.02358500000003,720.02358500000003,720.02358500000003,720.02358500000003,720.02358500000003,720.02358500000003,720.02358500000003,720.02358500000003,720.02358500000003,720.02358500000003,720.02358500000003,720.02358500000003,720.02358500000003,720.02358500000003,720.02358500000003,720.02358500000003,720.02358500000003,720.02358500000003,720.02358500000003,720.02358500000003,720.02358500000003,720.02358500000003,720.02358500000003,720.02358500000003,720.02358500000003,720.02358500000003,{"$f":"$K52","v":720.02358500000003},720.02358500000003,720.02358500000003,720.02358500000003,720.02358500000003,720.02358500000003,720.02358500000003,720.02358500000003,720.02358500000003,720.02358500000003,720.02358500000003,720.02358500000003,720.02358500000003,720.02358500000003,720.02358500000003,720.02358500000003,{"$f":"$K52","v":720.02358500000003},720.02358500000003,720.02358500000003]
[null,"Dominica","Commonwealth of Dominica","DO","DM","DMA",212,15.416700000000001,-61.333300000000001,"North America",472.44098150782378,{"$f":"IF(ISERROR(VLOOKUP($B53,'Grid EFs'!$B$14:$F$167,3,FALSE)),VLOOKUP($J53,'Grid EFs'!$B$4:$F$9,3,FALSE),VLOOKUP($B53,'Grid EFs'!$B$14:$F$167,3,FALSE))","v":912.40520000000004},{"$f":"IF(ISERROR(VLOOKUP($B53,'Grid EFs'!$B$14:$F$167,4,FALSE)),VLOOKUP($J53,'Grid EFs'!$B$4:$F$9,4,FALSE),VLOOKUP($B53,'Grid EFs'!$B$14:$F$167,4,FALSE))","v":718.42819999999995},{"$f":"IF(ISERROR(VLOOKUP($B53,'Grid EFs'!$B$14:$F$167,5,FALSE)),VLOOKUP($J53,'Grid EFs'!$B$4:$F$9,5,FALSE),VLOOKUP($B53,'Grid EFs'!$B$14:$F$167,5,FALSE))","v":407.01139999999998},200.8047,472.44098150782378,5.97,{"$f":"IF(ISERROR(VLOOKUP($B53,LineLoss!$B$4:$C$147,2,FALSE)),VLOOKUP($J53,LineLoss!$E$4:$F$9,2,FALSE),VLOOKUP($B53,LineLoss!$B$4:$C$147,2,FALSE))","v":5.7679364750868239E-2},{"$f":"IF(ISNUMBER(MATCH(B53,'Grid EFs'!$B$14:$B$167,0)),\"\",\"*\")","v":"*"},"Latin America",null,{"$f":"$K53","v":472.44098150782378},472.44098150782378,472.44098150782378,472.44098150782378,472.44098150782378,472.44098150782378,472.44098150782378,472.44098150782378,472.44098150782378,472.44098150782378,472.44098150782378,472.44098150782378,472.44098150782378,472.44098150782378,472.44098150782378,472.44098150782378,472.44098150782378,472.44098150782378,472.44098150782378,472.44098150782378,472.44098150782378,472.44098150782378,472.44098150782378,472.44098150782378,472.44098150782378,472.44098150782378,472.44098150782378,472.44098150782378,472.44098150782378,472.44098150782378,472.44098150782378,472.44098150782378,472.44098150782378,472.44098150782378,472.44098150782378,472.44098150782378,472.44098150782378,472.44098150782378,472.44098150782378,472.44098150782378,472.44098150782378,472.44098150782378,472.44098150782378,472.44098150782378,472.44098150782378,null,472.44098150782378,472.44098150782378,472.44098150782378,472.44098150782378,472.44098150782378,472.44098150782378,472.44098150782378,472.44098150782378,472.44098150782378,472.44098150782378,472.44098150782378,472.44098150782378,472.44098150782378,472.44098150782378,472.44098150782378,472.44098150782378,472.44098150782378,472.44098150782378,472.44098150782378,472.44098150782378,472.44098150782378,472.44098150782378,472.44098150782378,472.44098150782378,472.44098150782378,472.44098150782378,472.44098150782378,472.44098150782378,472.44098150782378,472.44098150782378,472.44098150782378,472.44098150782378,472.44098150782378,472.44098150782378,472.44098150782378,472.44098150782378,472.44098150782378,472.44098150782378,472.44098150782378,472.44098150782378,472.44098150782378,472.44098150782378,472.44098150782378,472.44098150782378,472.44098150782378]
[null,"Dominican Republic","Dominican Republic","DR","DO","DOM",214,19,-70.666700000000006,"North America",637.8599999999999,{"$f":"IF(ISERROR(VLOOKUP($B54,'Grid EFs'!$B$14:$F$167,3,FALSE)),VLOOKUP($J54,'Grid EFs'!$B$4:$F$9,3,FALSE),VLOOKUP($B54,'Grid EFs'!$B$14:$F$167,3,FALSE))","v":953.69870000000003},{"$f":"IF(ISERROR(VLOOKUP($B54,'Grid EFs'!$B$14:$F$167,4,FALSE)),VLOOKUP($J54,'Grid EFs'!$B$4:$F$9,4,FALSE),VLOOKUP($B54,'Grid EFs'!$B$14:$F$167,4,FALSE))","v":616.92409999999995},{"$f":"IF(ISERROR(VLOOKUP($B54,'Grid EFs'!$B$14:$F$167,5,FALSE)),VLOOKUP($J54,'Grid EFs'!$B$4:$F$9,5,FALSE),VLOOKUP($B54,'Grid EFs'!$B$14:$F$167,5,FALSE))","v":458.23329999999999},555.25109999999995,637.8599999999999,5.0999999999999996,{"$f":"IF(ISERROR(VLOOKUP($B54,LineLoss!$B$4:$C$147,2,FALSE)),VLOOKUP($J54,LineLoss!$E$4:$F$9,2,FALSE),VLOOKUP($B54,LineLoss!$B$4:$C$147,2,FALSE))","v":7.7815670694859229E-2},{"$f":"IF(ISNUMBER(MATCH(B54,'Grid EFs'!$B$14:$B$167,0)),\"\",\"*\")","v":""},"Latin America",null,637.8599999999999,637.8599999999999,637.8599999999999,637.8599999999999,637.8599999999999,637.8599999999999,637.8599999999999,637.8599999999999,637.8599999999999,637.8599999999999,637.8599999999999,637.8599999999999,637.8599999999999,637.8599999999999,637.8599999999999,637.8599999999999,637.8599999999999,637.8599999999999,637.8599999999999,637.8599999999999,637.8599999999999,637.8599999999999,637.8599999999999,637.8599999999999,637.8599999999999,637.8599999999999,637.8599999999999,637.8599999999999,637.8599999999999,637.8599999999999,637.8599999999999,637.8599999999999,637.8599999999999,637.8599999999999,637.8599999999999,637.8599999999999,637.8599999999999,637.8599999999999,637.8599999999999,637.8599999999999,637.8599999999999,637.8599999999999,637.8599999999999,637.8599999999999,637.8599999999999,null,{"$f":"$K54","v":637.8599999999999},637.8599999999999,637.8599999999999,637.8599999999999,637.8599999999999,637.8599999999999,637.8599999999999,637.8599999999999,637.8599999999999,637.8599999999999,{"$f":"$K54","v":637.8599999999999},637.8599999999999,637.8599999999999,637.8599999999999,637.8599999999999,637.8599999999999,637.8599999999999,637.8599999999999,637.8599999999999,637.8599999999999,637.8599999999999,637.8599999999999,637.8599999999999,637.8599999999999,637.8599999999999,637.8599999999999,637.8599999999999,637.8599999999999,637.8599999999999,637.8599999999999,637.8599999999999,637.8599999999999,637.8599999999999,637.8599999999999,637.8599999999999,637.8599999999999,637.8599999999999,637.8599999999999,637.8599999999999,637.8599999999999,637.8599999999999,637.8599999999999,637.8599999999999,637.8599999999999,637.8599999999999]
[null,"Ecuador","Republic of Ecuador","EC","EC","ECU",218,-2,-77.5,"South America",566.77962962962954,{"$f":"IF(ISERROR(VLOOKUP($B55,'Grid EFs'!$B$14:$F$167,3,FALSE)),VLOOKUP($J55,'Grid EFs'!$B$4:$F$9,3,FALSE),VLOOKUP($B55,'Grid EFs'!$B$14:$F$167,3,FALSE))","v":1240.4880000000001},{"$f":"IF(ISERROR(VLOOKUP($B55,'Grid EFs'!$B$14:$F$167,4,FALSE)),VLOOKUP($J55,'Grid EFs'!$B$4:$F$9,4,FALSE),VLOOKUP($B55,'Grid EFs'!$B$14:$F$167,4,FALSE))","v":752.96360000000004},{"$f":"IF(ISERROR(VLOOKUP($B55,'Grid EFs'!$B$14:$F$167,5,FALSE)),VLOOKUP($J55,'Grid EFs'!$B$4:$F$9,5,FALSE),VLOOKUP($B55,'Grid EFs'!$B$14:$F$167,5,FALSE))","v":490.99270000000001},313.02069999999998,566.77962962962954,3.75,{"$f":"IF(ISERROR(VLOOKUP($B55,LineLoss!$B$4:$C$147,2,FALSE)),VLOOKUP($J55,LineLoss!$E$4:$F$9,2,FALSE),VLOOKUP($B55,LineLoss!$B$4:$C$147,2,FALSE))","v":8.7447715846942081E-2},{"$f":"IF(ISNUMBER(MATCH(B55,'Grid EFs'!$B$14:$B$167,0)),\"\",\"*\")","v":""},"Latin America",null,566.77962962962954,566.77962962962954,566.77962962962954,566.77962962962954,566.77962962962954,566.77962962962954,566.77962962962954,566.77962962962954,566.77962962962954,566.77962962962954,566.77962962962954,566.77962962962954,566.77962962962954,566.77962962962954,566.77962962962954,566.77962962962954,566.77962962962954,566.77962962962954,566.77962962962954,566.77962962962954,566.77962962962954,566.77962962962954,566.77962962962954,566.77962962962954,566.77962962962954,566.77962962962954,566.77962962962954,566.77962962962954,566.77962962962954,566.77962962962954,566.77962962962954,566.77962962962954,566.77962962962954,566.77962962962954,566.77962962962954,566.77962962962954,566.77962962962954,566.77962962962954,566.77962962962954,566.77962962962954,566.77962962962954,566.77962962962954,566.77962962962954,566.77962962962954,566.77962962962954,null,566.77962962962954,566.77962962962954,566.77962962962954,566.77962962962954,566.77962962962954,566.77962962962954,566.77962962962954,566.77962962962954,566.77962962962954,566.77962962962954,566.77962962962954,566.77962962962954,566.77962962962954,566.77962962962954,566.77962962962954,566.77962962962954,566.77962962962954,566.77962962962954,566.77962962962954,566.77962962962954,566.77962962962954,566.77962962962954,566.77962962962954,566.77962962962954,566.77962962962954,566.77962962962954,566.77962962962954,566.77962962962954,566.77962962962954,566.77962962962954,566.77962962962954,566.77962962962954,566.77962962962954,566.77962962962954,566.77962962962954,566.77962962962954,566.77962962962954,566.77962962962954,566.77962962962954,566.77962962962954,566.77962962962954,566.77962962962954,566.77962962962954,566.77962962962954,566.77962962962954]
[null,"Egypt","Arab Republic of Egypt","EG","EG","EGY",818,27,30,"Africa",532.76666666666677,{"$f":"IF(ISERROR(VLOOKUP($B56,'Grid EFs'!$B$14:$F$167,3,FALSE)),VLOOKUP($J56,'Grid EFs'!$B$4:$F$9,3,FALSE),VLOOKUP($B56,'Grid EFs'!$B$14:$F$167,3,FALSE))","v":974.53949999999998},{"$f":"IF(ISERROR(VLOOKUP($B56,'Grid EFs'!$B$14:$F$167,4,FALSE)),VLOOKUP($J56,'Grid EFs'!$B$4:$F$9,4,FALSE),VLOOKUP($B56,'Grid EFs'!$B$14:$F$167,4,FALSE))","v":834.98019999999997},{"$f":"IF(ISERROR(VLOOKUP($B56,'Grid EFs'!$B$14:$F$167,5,FALSE)),VLOOKUP($J56,'Grid EFs'!$B$4:$F$9,5,FALSE),VLOOKUP($B56,'Grid EFs'!$B$14:$F$167,5,FALSE))","v":418.28910000000002},443.76,532.76666666666677,6.05,{"$f":"IF(ISERROR(VLOOKUP($B56,LineLoss!$B$4:$C$147,2,FALSE)),VLOOKUP($J56,LineLoss!$E$4:$F$9,2,FALSE),VLOOKUP($B56,LineLoss!$B$4:$C$147,2,FALSE))","v":7.0400638981562028E-2},{"$f":"IF(ISNUMBER(MATCH(B56,'Grid EFs'!$B$14:$B$167,0)),\"\",\"*\")","v":""},"Africa",null,532.76666666666677,532.76666666666677,532.76666666666677,532.76666666666677,532.76666666666677,532.76666666666677,532.76666666666677,532.76666666666677,532.76666666666677,532.76666666666677,532.76666666666677,532.76666666666677,532.76666666666677,532.76666666666677,532.76666666666677,532.76666666666677,532.76666666666677,532.76666666666677,532.76666666666677,532.76666666666677,532.76666666666677,532.76666666666677,532.76666666666677,532.76666666666677,532.76666666666677,532.76666666666677,532.76666666666677,532.76666666666677,532.76666666666677,532.76666666666677,532.76666666666677,532.76666666666677,532.76666666666677,532.76666666666677,532.76666666666677,532.76666666666677,532.76666666666677,532.76666666666677,532.76666666666677,532.76666666666677,532.76666666666677,532.76666666666677,532.76666666666677,532.76666666666677,532.76666666666677,null,532.76666666666677,532.76666666666677,532.76666666666677,532.76666666666677,532.76666666666677,532.76666666666677,532.76666666666677,532.76666666666677,532.76666666666677,532.76666666666677,532.76666666666677,532.76666666666677,532.76666666666677,532.76666666666677,532.76666666666677,532.76666666666677,532.76666666666677,532.76666666666677,532.76666666666677,532.76666666666677,532.76666666666677,532.76666666666677,532.76666666666677,532.76666666666677,532.76666666666677,532.76666666666677,532.76666666666677,532.76666666666677,532.76666666666677,532.76666666666677,532.76666666666677,532.76666666666677,532.76666666666677,532.76666666666677,532.76666666666677,532.76666666666677,532.76666666666677,532.76666666666677,532.76666666666677,532.76666666666677,532.76666666666677,532.76666666666677,532.76666666666677,532.76666666666677,532.76666666666677]
[null,"El Salvador","Republic of El Salvador","ES","SV","SLV",222,13.833299999999999,-88.916700000000006,"North America",678.41428571428571,{"$f":"IF(ISERROR(VLOOKUP($B57,'Grid EFs'!$B$14:$F$167,3,FALSE)),VLOOKUP($J57,'Grid EFs'!$B$4:$F$9,3,FALSE),VLOOKUP($B57,'Grid EFs'!$B$14:$F$167,3,FALSE))","v":1240.4880000000001},{"$f":"IF(ISERROR(VLOOKUP($B57,'Grid EFs'!$B$14:$F$167,4,FALSE)),VLOOKUP($J57,'Grid EFs'!$B$4:$F$9,4,FALSE),VLOOKUP($B57,'Grid EFs'!$B$14:$F$167,4,FALSE))","v":662.95349999999996},{"$f":"IF(ISERROR(VLOOKUP($B57,'Grid EFs'!$B$14:$F$167,5,FALSE)),VLOOKUP($J57,'Grid EFs'!$B$4:$F$9,5,FALSE),VLOOKUP($B57,'Grid EFs'!$B$14:$F$167,5,FALSE))","v":502.83659999999998},238.35130000000001,678.41428571428571,5.28,{"$f":"IF(ISERROR(VLOOKUP($B57,LineLoss!$B$4:$C$147,2,FALSE)),VLOOKUP($J57,LineLoss!$E$4:$F$9,2,FALSE),VLOOKUP($B57,LineLoss!$B$4:$C$147,2,FALSE))","v":7.4692994471491109E-2},{"$f":"IF(ISNUMBER(MATCH(B57,'Grid EFs'!$B$14:$B$167,0)),\"\",\"*\")","v":""},"Latin America",null,678.41428571428571,678.41428571428571,678.41428571428571,678.41428571428571,678.41428571428571,678.41428571428571,678.41428571428571,678.41428571428571,678.41428571428571,678.41428571428571,678.41428571428571,678.41428571428571,678.41428571428571,678.41428571428571,678.41428571428571,678.41428571428571,678.41428571428571,678.41428571428571,678.41428571428571,678.41428571428571,678.41428571428571,678.41428571428571,678.41428571428571,678.41428571428571,678.41428571428571,678.41428571428571,678.41428571428571,678.41428571428571,678.41428571428571,678.41428571428571,678.41428571428571,678.41428571428571,678.41428571428571,678.41428571428571,678.41428571428571,678.41428571428571,678.41428571428571,678.41428571428571,678.41428571428571,678.41428571428571,678.41428571428571,678.41428571428571,678.41428571428571,678.41428571428571,678.41428571428571,null,678.41428571428571,678.41428571428571,678.41428571428571,678.41428571428571,678.41428571428571,678.41428571428571,678.41428571428571,678.41428571428571,678.41428571428571,678.41428571428571,678.41428571428571,678.41428571428571,678.41428571428571,678.41428571428571,678.41428571428571,678.41428571428571,678.41428571428571,678.41428571428571,678.41428571428571,678.41428571428571,678.41428571428571,678.41428571428571,678.41428571428571,678.41428571428571,678.41428571428571,678.41428571428571,678.41428571428571,678.41428571428571,678.41428571428571,678.41428571428571,678.41428571428571,678.41428571428571,678.41428571428571,678.41428571428571,678.41428571428571,678.41428571428571,678.41428571428571,678.41428571428571,678.41428571428571,678.41428571428571,678.41428571428571,678.41428571428571,678.41428571428571,678.41428571428571,678.41428571428571]
[null,"Equatorial Guinea","Republic of Equatorial Guinea","EK","GQ","GNQ",226,2,10,"Africa",720.02358500000003,{"$f":"IF(ISERROR(VLOOKUP($B58,'Grid EFs'!$B$14:$F$167,3,FALSE)),VLOOKUP($J58,'Grid EFs'!$B$4:$F$9,3,FALSE),VLOOKUP($B58,'Grid EFs'!$B$14:$F$167,3,FALSE))","v":974.53949999999998},{"$f":"IF(ISERROR(VLOOKUP($B58,'Grid EFs'!$B$14:$F$167,4,FALSE)),VLOOKUP($J58,'Grid EFs'!$B$4:$F$9,4,FALSE),VLOOKUP($B58,'Grid EFs'!$B$14:$F$167,4,FALSE))","v":833.97270000000003},{"$f":"IF(ISERROR(VLOOKUP($B58,'Grid EFs'!$B$14:$F$167,5,FALSE)),VLOOKUP($J58,'Grid EFs'!$B$4:$F$9,5,FALSE),VLOOKUP($B58,'Grid EFs'!$B$14:$F$167,5,FALSE))","v":456.774},597.66229999999996,720.02358500000003,4.3499999999999996,{"$f":"IF(ISERROR(VLOOKUP($B58,LineLoss!$B$4:$C$147,2,FALSE)),VLOOKUP($J58,LineLoss!$E$4:$F$9,2,FALSE),VLOOKUP($B58,LineLoss!$B$4:$C$147,2,FALSE))","v":7.571494692664206E-2},{"$f":"IF(ISNUMBER(MATCH(B58,'Grid EFs'!$B$14:$B$167,0)),\"\",\"*\")","v":"*"},"Africa",null,720.02358500000003,720.02358500000003,720.02358500000003,720.02358500000003,720.02358500000003,720.02358500000003,720.02358500000003,720.02358500000003,720.02358500000003,720.02358500000003,720.02358500000003,720.02358500000003,720.02358500000003,720.02358500000003,720.02358500000003,720.02358500000003,720.02358500000003,720.02358500000003,720.02358500000003,720.02358500000003,720.02358500000003,720.02358500000003,720.02358500000003,720.02358500000003,720.02358500000003,720.02358500000003,720.02358500000003,720.02358500000003,720.02358500000003,720.02358500000003,720.02358500000003,720.02358500000003,720.02358500000003,720.02358500000003,720.02358500000003,720.02358500000003,720.02358500000003,720.02358500000003,720.02358500000003,720.02358500000003,720.02358500000003,720.02358500000003,720.02358500000003,720.02358500000003,720.02358500000003,null,720.02358500000003,720.02358500000003,720.02358500000003,720.02358500000003,720.02358500000003,720.02358500000003,720.02358500000003,720.02358500000003,720.02358500000003,720.02358500000003,720.02358500000003,720.02358500000003,720.02358500000003,720.02358500000003,720.02358500000003,720.02358500000003,720.02358500000003,720.02358500000003,720.02358500000003,720.02358500000003,720.02358500000003,720.02358500000003,720.02358500000003,720.02358500000003,720.02358500000003,720.02358500000003,720.02358500000003,720.02358500000003,720.02358500000003,720.02358500000003,720.02358500000003,720.02358500000003,720.02358500000003,720.02358500000003,720.02358500000003,720.02358500000003,720.02358500000003,720.02358500000003,720.02358500000003,720.02358500000003,720.02358500000003,720.02358500000003,720.02358500000003,720.02358500000003,720.02358500000003]
[null,"Eritrea","State of Eritrea","ER","ER","ERI",232,15,39,"Africa",720.02358500000003,{"$f":"IF(ISERROR(VLOOKUP($B59,'Grid EFs'!$B$14:$F$167,3,FALSE)),VLOOKUP($J59,'Grid EFs'!$B$4:$F$9,3,FALSE),VLOOKUP($B59,'Grid EFs'!$B$14:$F$167,3,FALSE))","v":974.53949999999998},{"$f":"IF(ISERROR(VLOOKUP($B59,'Grid EFs'!$B$14:$F$167,4,FALSE)),VLOOKUP($J59,'Grid EFs'!$B$4:$F$9,4,FALSE),VLOOKUP($B59,'Grid EFs'!$B$14:$F$167,4,FALSE))","v":854.09799999999996},{"$f":"IF(ISERROR(VLOOKUP($B59,'Grid EFs'!$B$14:$F$167,5,FALSE)),VLOOKUP($J59,'Grid EFs'!$B$4:$F$9,5,FALSE),VLOOKUP($B59,'Grid EFs'!$B$14:$F$167,5,FALSE))","v":456.774},849.33979999999997,720.02358500000003,5.48,{"$f":"IF(ISERROR(VLOOKUP($B59,LineLoss!$B$4:$C$147,2,FALSE)),VLOOKUP($J59,LineLoss!$E$4:$F$9,2,FALSE),VLOOKUP($B59,LineLoss!$B$4:$C$147,2,FALSE))","v":8.320590989926839E-2},{"$f":"IF(ISNUMBER(MATCH(B59,'Grid EFs'!$B$14:$B$167,0)),\"\",\"*\")","v":""},"Africa",null,720.02358500000003,720.02358500000003,720.02358500000003,720.02358500000003,720.02358500000003,720.02358500000003,720.02358500000003,720.02358500000003,720.02358500000003,720.02358500000003,720.02358500000003,720.02358500000003,720.02358500000003,720.02358500000003,720.02358500000003,720.02358500000003,720.02358500000003,720.02358500000003,720.02358500000003,720.02358500000003,720.02358500000003,720.02358500000003,720.02358500000003,720.02358500000003,720.02358500000003,720.02358500000003,720.02358500000003,720.02358500000003,720.02358500000003,720.02358500000003,720.02358500000003,720.02358500000003,720.02358500000003,720.02358500000003,720.02358500000003,720.02358500000003,720.02358500000003,720.02358500000003,720.02358500000003,720.02358500000003,720.02358500000003,720.02358500000003,720.02358500000003,720.02358500000003,720.02358500000003,null,720.02358500000003,720.02358500000003,720.02358500000003,720.02358500000003,720.02358500000003,720.02358500000003,720.02358500000003,720.02358500000003,720.02358500000003,720.02358500000003,720.02358500000003,720.02358500000003,720.02358500000003,720.02358500000003,720.02358500000003,720.02358500000003,720.02358500000003,720.02358500000003,720.02358500000003,720.02358500000003,720.02358500000003,720.02358500000003,720.02358500000003,720.02358500000003,720.02358500000003,720.02358500000003,720.02358500000003,720.02358500000003,720.02358500000003,720.02358500000003,720.02358500000003,720.02358500000003,720.02358500000003,720.02358500000003,720.02358500000003,720.02358500000003,720.02358500000003,720.02358500000003,720.02358500000003,720.02358500000003,720.02358500000003,720.02358500000003,720.02358500000003,720.02358500000003,720.02358500000003]
[null,"Estonia","Republic of Estonia","EN","EE","EST",233,59,26,"Europe",911.99310000000003,{"$f":"IF(ISERROR(VLOOKUP($B60,'Grid EFs'!$B$14:$F$167,3,FALSE)),VLOOKUP($J60,'Grid EFs'!$B$4:$F$9,3,FALSE),VLOOKUP($B60,'Grid EFs'!$B$14:$F$167,3,FALSE))","v":1050.2034000000001},{"$f":"IF(ISERROR(VLOOKUP($B60,'Grid EFs'!$B$14:$F$167,4,FALSE)),VLOOKUP($J60,'Grid EFs'!$B$4:$F$9,4,FALSE),VLOOKUP($B60,'Grid EFs'!$B$14:$F$167,4,FALSE))","v":840.80529999999999},{"$f":"IF(ISERROR(VLOOKUP($B60,'Grid EFs'!$B$14:$F$167,5,FALSE)),VLOOKUP($J60,'Grid EFs'!$B$4:$F$9,5,FALSE),VLOOKUP($B60,'Grid EFs'!$B$14:$F$167,5,FALSE))","v":240.0607},911.99310000000003,"N/A",2.82,{"$f":"IF(ISERROR(VLOOKUP($B60,LineLoss!$B$4:$C$147,2,FALSE)),VLOOKUP($J60,LineLoss!$E$4:$F$9,2,FALSE),VLOOKUP($B60,LineLoss!$B$4:$C$147,2,FALSE))","v":6.1741215301746567E-2},{"$f":"IF(ISNUMBER(MATCH(B60,'Grid EFs'!$B$14:$B$167,0)),\"\",\"*\")","v":""},"OECD Europe",null,911.99310000000003,911.99310000000003,911.99310000000003,911.99310000000003,911.99310000000003,911.99310000000003,911.99310000000003,911.99310000000003,911.99310000000003,911.99310000000003,911.99310000000003,911.99310000000003,911.99310000000003,911.99310000000003,911.99310000000003,911.99310000000003,911.99310000000003,911.99310000000003,911.99310000000003,911.99310000000003,911.99310000000003,911.99310000000003,911.99310000000003,911.99310000000003,911.99310000000003,911.99310000000003,911.99310000000003,911.99310000000003,911.99310000000003,911.99310000000003,911.99310000000003,911.99310000000003,911.99310000000003,911.99310000000003,911.99310000000003,911.99310000000003,911.99310000000003,911.99310000000003,911.99310000000003,911.99310000000003,911.99310000000003,911.99310000000003,911.99310000000003,911.99310000000003,911.99310000000003,null,911.99310000000003,911.99310000000003,911.99310000000003,911.99310000000003,911.99310000000003,911.99310000000003,911.99310000000003,911.99310000000003,911.99310000000003,911.99310000000003,911.99310000000003,911.99310000000003,911.99310000000003,911.99310000000003,911.99310000000003,911.99310000000003,911.99310000000003,911.99310000000003,911.99310000000003,911.99310000000003,911.99310000000003,911.99310000000003,911.99310000000003,911.99310000000003,911.99310000000003,911.99310000000003,911.99310000000003,911.99310000000003,911.99310000000003,911.99310000000003,911.99310000000003,911.99310000000003,911.99310000000003,911.99310000000003,911.99310000000003,911.99310000000003,911.99310000000003,911.99310000000003,911.99310000000003,911.99310000000003,911.99310000000003,911.99310000000003,911.99310000000003,911.99310000000003,911.99310000000003]
[null,"Ethiopia","Federal Democratic Republic of Ethiopia","ET","ET","ETH",231,8,38,"Africa",3.4615E-2,{"$f":"IF(ISERROR(VLOOKUP($B61,'Grid EFs'!$B$14:$F$167,3,FALSE)),VLOOKUP($J61,'Grid EFs'!$B$4:$F$9,3,FALSE),VLOOKUP($B61,'Grid EFs'!$B$14:$F$167,3,FALSE))","v":974.53949999999998},{"$f":"IF(ISERROR(VLOOKUP($B61,'Grid EFs'!$B$14:$F$167,4,FALSE)),VLOOKUP($J61,'Grid EFs'!$B$4:$F$9,4,FALSE),VLOOKUP($B61,'Grid EFs'!$B$14:$F$167,4,FALSE))","v":1111.2750000000001},{"$f":"IF(ISERROR(VLOOKUP($B61,'Grid EFs'!$B$14:$F$167,5,FALSE)),VLOOKUP($J61,'Grid EFs'!$B$4:$F$9,5,FALSE),VLOOKUP($B61,'Grid EFs'!$B$14:$F$167,5,FALSE))","v":456.774},6.6345000000000001,3.4615E-2,5.81,{"$f":"IF(ISERROR(VLOOKUP($B61,LineLoss!$B$4:$C$147,2,FALSE)),VLOOKUP($J61,LineLoss!$E$4:$F$9,2,FALSE),VLOOKUP($B61,LineLoss!$B$4:$C$147,2,FALSE))","v":9.0737612181809923E-2},{"$f":"IF(ISNUMBER(MATCH(B61,'Grid EFs'!$B$14:$B$167,0)),\"\",\"*\")","v":""},"Africa",null,3.4615E-2,3.4615E-2,3.4615E-2,3.4615E-2,3.4615E-2,3.4615E-2,3.4615E-2,3.4615E-2,3.4615E-2,3.4615E-2,3.4615E-2,3.4615E-2,3.4615E-2,3.4615E-2,3.4615E-2,3.4615E-2,{"$f":"$K61","v":3.4615E-2},3.4615E-2,3.4615E-2,3.4615E-2,3.4615E-2,3.4615E-2,3.4615E-2,3.4615E-2,3.4615E-2,3.4615E-2,3.4615E-2,3.4615E-2,3.4615E-2,3.4615E-2,3.4615E-2,3.4615E-2,3.4615E-2,3.4615E-2,3.4615E-2,3.4615E-2,3.4615E-2,3.4615E-2,3.4615E-2,3.4615E-2,3.4615E-2,3.4615E-2,3.4615E-2,3.4615E-2,3.4615E-2,null,3.4615E-2,3.4615E-2,3.4615E-2,3.4615E-2,3.4615E-2,3.4615E-2,3.4615E-2,3.4615E-2,3.4615E-2,3.4615E-2,3.4615E-2,3.4615E-2,3.4615E-2,3.4615E-2,3.4615E-2,3.4615E-2,3.4615E-2,3.4615E-2,3.4615E-2,3.4615E-2,3.4615E-2,3.4615E-2,3.4615E-2,3.4615E-2,3.4615E-2,3.4615E-2,3.4615E-2,3.4615E-2,3.4615E-2,3.4615E-2,3.4615E-2,3.4615E-2,3.4615E-2,3.4615E-2,3.4615E-2,3.4615E-2,3.4615E-2,3.4615E-2,3.4615E-2,3.4615E-2,3.4615E-2,3.4615E-2,3.4615E-2,3.4615E-2,3.4615E-2]
[null,"Fiji","Republic of Fiji","FJ","FJ","FJI",242,-18,175,"Oceania",596.49999999999989,{"$f":"IF(ISERROR(VLOOKUP($B62,'Grid EFs'!$B$14:$F$167,3,FALSE)),VLOOKUP($J62,'Grid EFs'!$B$4:$F$9,3,FALSE),VLOOKUP($B62,'Grid EFs'!$B$14:$F$167,3,FALSE))","v":931.32029999999997},{"$f":"IF(ISERROR(VLOOKUP($B62,'Grid EFs'!$B$14:$F$167,4,FALSE)),VLOOKUP($J62,'Grid EFs'!$B$4:$F$9,4,FALSE),VLOOKUP($B62,'Grid EFs'!$B$14:$F$167,4,FALSE))","v":633.54280000000006},{"$f":"IF(ISERROR(VLOOKUP($B62,'Grid EFs'!$B$14:$F$167,5,FALSE)),VLOOKUP($J62,'Grid EFs'!$B$4:$F$9,5,FALSE),VLOOKUP($B62,'Grid EFs'!$B$14:$F$167,5,FALSE))","v":439.2518},736.13379999999995,596.49999999999989,5.47,{"$f":"IF(ISERROR(VLOOKUP($B62,LineLoss!$B$4:$C$147,2,FALSE)),VLOOKUP($J62,LineLoss!$E$4:$F$9,2,FALSE),VLOOKUP($B62,LineLoss!$B$4:$C$147,2,FALSE))","v":5.2001785658027835E-2},{"$f":"IF(ISNUMBER(MATCH(B62,'Grid EFs'!$B$14:$B$167,0)),\"\",\"*\")","v":"*"},"Non-OECD Asia",null,596.49999999999989,596.49999999999989,596.49999999999989,596.49999999999989,596.49999999999989,596.49999999999989,596.49999999999989,596.49999999999989,596.49999999999989,596.49999999999989,596.49999999999989,596.49999999999989,596.49999999999989,596.49999999999989,596.49999999999989,596.49999999999989,596.49999999999989,596.49999999999989,596.49999999999989,596.49999999999989,596.49999999999989,596.49999999999989,596.49999999999989,596.49999999999989,596.49999999999989,596.49999999999989,596.49999999999989,596.49999999999989,596.49999999999989,596.49999999999989,596.49999999999989,596.49999999999989,596.49999999999989,596.49999999999989,596.49999999999989,596.49999999999989,596.49999999999989,596.49999999999989,596.49999999999989,596.49999999999989,596.49999999999989,596.49999999999989,596.49999999999989,596.49999999999989,596.49999999999989,null,596.49999999999989,596.49999999999989,596.49999999999989,596.49999999999989,596.49999999999989,596.49999999999989,596.49999999999989,596.49999999999989,596.49999999999989,596.49999999999989,596.49999999999989,596.49999999999989,596.49999999999989,596.49999999999989,596.49999999999989,596.49999999999989,596.49999999999989,596.49999999999989,596.49999999999989,596.49999999999989,596.49999999999989,596.49999999999989,596.49999999999989,596.49999999999989,596.49999999999989,596.49999999999989,596.49999999999989,596.49999999999989,596.49999999999989,596.49999999999989,596.49999999999989,596.49999999999989,596.49999999999989,596.49999999999989,596.49999999999989,596.49999999999989,596.49999999999989,596.49999999999989,596.49999999999989,596.49999999999989,596.49999999999989,596.49999999999989,596.49999999999989,596.49999999999989,596.49999999999989]
[null,"Finland","Republic of Finland","FI","FI","FIN",246,64,26,"Europe",134.1499,{"$f":"IF(ISERROR(VLOOKUP($B63,'Grid EFs'!$B$14:$F$167,3,FALSE)),VLOOKUP($J63,'Grid EFs'!$B$4:$F$9,3,FALSE),VLOOKUP($B63,'Grid EFs'!$B$14:$F$167,3,FALSE))","v":661.47760000000005},{"$f":"IF(ISERROR(VLOOKUP($B63,'Grid EFs'!$B$14:$F$167,4,FALSE)),VLOOKUP($J63,'Grid EFs'!$B$4:$F$9,4,FALSE),VLOOKUP($B63,'Grid EFs'!$B$14:$F$167,4,FALSE))","v":570.2242},{"$f":"IF(ISERROR(VLOOKUP($B63,'Grid EFs'!$B$14:$F$167,5,FALSE)),VLOOKUP($J63,'Grid EFs'!$B$4:$F$9,5,FALSE),VLOOKUP($B63,'Grid EFs'!$B$14:$F$167,5,FALSE))","v":241.48099999999999},134.1499,"N/A",2.48,{"$f":"IF(ISERROR(VLOOKUP($B63,LineLoss!$B$4:$C$147,2,FALSE)),VLOOKUP($J63,LineLoss!$E$4:$F$9,2,FALSE),VLOOKUP($B63,LineLoss!$B$4:$C$147,2,FALSE))","v":3.487435012324297E-2},{"$f":"IF(ISNUMBER(MATCH(B63,'Grid EFs'!$B$14:$B$167,0)),\"\",\"*\")","v":""},"OECD Europe",null,134.1499,134.1499,134.1499,134.1499,134.1499,134.1499,134.1499,134.1499,134.1499,134.1499,134.1499,134.1499,134.1499,134.1499,134.1499,134.1499,134.1499,134.1499,134.1499,134.1499,134.1499,134.1499,134.1499,134.1499,134.1499,134.1499,134.1499,134.1499,134.1499,134.1499,134.1499,134.1499,134.1499,134.1499,134.1499,134.1499,134.1499,134.1499,134.1499,134.1499,134.1499,134.1499,134.1499,134.1499,134.1499,null,134.1499,134.1499,134.1499,134.1499,134.1499,134.1499,134.1499,134.1499,134.1499,134.1499,134.1499,134.1499,134.1499,134.1499,134.1499,134.1499,134.1499,134.1499,134.1499,134.1499,134.1499,134.1499,134.1499,134.1499,134.1499,134.1499,134.1499,134.1499,134.1499,134.1499,134.1499,134.1499,134.1499,134.1499,134.1499,134.1499,134.1499,134.1499,134.1499,134.1499,134.1499,134.1499,134.1499,134.1499,134.1499]
[null,"France","French Republic","FR","FR","FRA",250,46,2,"Europe",69.254199999999997,{"$f":"IF(ISERROR(VLOOKUP($B64,'Grid EFs'!$B$14:$F$167,3,FALSE)),VLOOKUP($J64,'Grid EFs'!$B$4:$F$9,3,FALSE),VLOOKUP($B64,'Grid EFs'!$B$14:$F$167,3,FALSE))","v":1046.1799000000001},{"$f":"IF(ISERROR(VLOOKUP($B64,'Grid EFs'!$B$14:$F$167,4,FALSE)),VLOOKUP($J64,'Grid EFs'!$B$4:$F$9,4,FALSE),VLOOKUP($B64,'Grid EFs'!$B$14:$F$167,4,FALSE))","v":623.31330000000003},{"$f":"IF(ISERROR(VLOOKUP($B64,'Grid EFs'!$B$14:$F$167,5,FALSE)),VLOOKUP($J64,'Grid EFs'!$B$4:$F$9,5,FALSE),VLOOKUP($B64,'Grid EFs'!$B$14:$F$167,5,FALSE))","v":457.6925},69.254199999999997,"N/A",3.34,{"$f":"IF(ISERROR(VLOOKUP($B64,LineLoss!$B$4:$C$147,2,FALSE)),VLOOKUP($J64,LineLoss!$E$4:$F$9,2,FALSE),VLOOKUP($B64,LineLoss!$B$4:$C$147,2,FALSE))","v":5.5384649184760749E-2},{"$f":"IF(ISNUMBER(MATCH(B64,'Grid EFs'!$B$14:$B$167,0)),\"\",\"*\")","v":""},"OECD Europe",null,69.254199999999997,69.254199999999997,69.254199999999997,69.254199999999997,69.254199999999997,69.254199999999997,69.254199999999997,69.254199999999997,69.254199999999997,69.254199999999997,69.254199999999997,69.254199999999997,69.254199999999997,69.254199999999997,69.254199999999997,69.254199999999997,69.254199999999997,69.254199999999997,69.254199999999997,69.254199999999997,69.254199999999997,69.254199999999997,69.254199999999997,69.254199999999997,69.254199999999997,69.254199999999997,69.254199999999997,69.254199999999997,69.254199999999997,69.254199999999997,69.254199999999997,69.254199999999997,69.254199999999997,69.254199999999997,69.254199999999997,69.254199999999997,69.254199999999997,69.254199999999997,69.254199999999997,69.254199999999997,69.254199999999997,69.254199999999997,69.254199999999997,69.254199999999997,69.254199999999997,null,{"$f":"$K64","v":69.254199999999997},69.254199999999997,69.254199999999997,69.254199999999997,69.254199999999997,69.254199999999997,69.254199999999997,69.254199999999997,69.254199999999997,69.254199999999997,{"$f":"$K64","v":69.254199999999997},69.254199999999997,69.254199999999997,69.254199999999997,69.254199999999997,69.254199999999997,69.254199999999997,69.254199999999997,69.254199999999997,69.254199999999997,69.254199999999997,69.254199999999997,69.254199999999997,69.254199999999997,69.254199999999997,69.254199999999997,69.254199999999997,69.254199999999997,69.254199999999997,69.254199999999997,69.254199999999997,69.254199999999997,69.254199999999997,69.254199999999997,69.254199999999997,69.254199999999997,69.254199999999997,69.254199999999997,69.254199999999997,69.254199999999997,69.254199999999997,69.254199999999997,69.254199999999997,69.254199999999997,69.254199999999997]
[null,"Gabon","Gabonese Republic","GB","GA","GAB",266,-1,11.75,"Africa",360.3,{"$f":"IF(ISERROR(VLOOKUP($B65,'Grid EFs'!$B$14:$F$167,3,FALSE)),VLOOKUP($J65,'Grid EFs'!$B$4:$F$9,3,FALSE),VLOOKUP($B65,'Grid EFs'!$B$14:$F$167,3,FALSE))","v":974.53949999999998},{"$f":"IF(ISERROR(VLOOKUP($B65,'Grid EFs'!$B$14:$F$167,4,FALSE)),VLOOKUP($J65,'Grid EFs'!$B$4:$F$9,4,FALSE),VLOOKUP($B65,'Grid EFs'!$B$14:$F$167,4,FALSE))","v":714.58309999999994},{"$f":"IF(ISERROR(VLOOKUP($B65,'Grid EFs'!$B$14:$F$167,5,FALSE)),VLOOKUP($J65,'Grid EFs'!$B$4:$F$9,5,FALSE),VLOOKUP($B65,'Grid EFs'!$B$14:$F$167,5,FALSE))","v":763.5163},436.12560000000002,360.3,4.55,{"$f":"IF(ISERROR(VLOOKUP($B65,LineLoss!$B$4:$C$147,2,FALSE)),VLOOKUP($J65,LineLoss!$E$4:$F$9,2,FALSE),VLOOKUP($B65,LineLoss!$B$4:$C$147,2,FALSE))","v":9.526458561652712E-2},{"$f":"IF(ISNUMBER(MATCH(B65,'Grid EFs'!$B$14:$B$167,0)),\"\",\"*\")","v":""},"Africa",null,360.3,360.3,360.3,360.3,360.3,360.3,360.3,360.3,360.3,360.3,360.3,360.3,360.3,360.3,360.3,360.3,360.3,360.3,360.3,360.3,360.3,360.3,360.3,360.3,360.3,360.3,360.3,360.3,360.3,360.3,360.3,360.3,360.3,360.3,360.3,360.3,360.3,360.3,360.3,360.3,360.3,360.3,360.3,360.3,360.3,null,360.3,360.3,360.3,360.3,360.3,360.3,360.3,360.3,360.3,360.3,360.3,360.3,360.3,360.3,360.3,360.3,360.3,360.3,360.3,360.3,360.3,360.3,360.3,360.3,360.3,360.3,360.3,360.3,360.3,360.3,360.3,360.3,360.3,360.3,360.3,360.3,360.3,360.3,360.3,360.3,360.3,360.3,360.3,360.3,360.3]
[null,"Gambia, The","Republic of The Gambia","GA","GM","GMB",270,13.466699999999999,-16.566700000000001,"Africa",720.02358500000003,{"$f":"IF(ISERROR(VLOOKUP($B66,'Grid EFs'!$B$14:$F$167,3,FALSE)),VLOOKUP($J66,'Grid EFs'!$B$4:$F$9,3,FALSE),VLOOKUP($B66,'Grid EFs'!$B$14:$F$167,3,FALSE))","v":974.53949999999998},{"$f":"IF(ISERROR(VLOOKUP($B66,'Grid EFs'!$B$14:$F$167,4,FALSE)),VLOOKUP($J66,'Grid EFs'!$B$4:$F$9,4,FALSE),VLOOKUP($B66,'Grid EFs'!$B$14:$F$167,4,FALSE))","v":833.97270000000003},{"$f":"IF(ISERROR(VLOOKUP($B66,'Grid EFs'!$B$14:$F$167,5,FALSE)),VLOOKUP($J66,'Grid EFs'!$B$4:$F$9,5,FALSE),VLOOKUP($B66,'Grid EFs'!$B$14:$F$167,5,FALSE))","v":456.774},597.66229999999996,720.02358500000003,5.75,{"$f":"IF(ISERROR(VLOOKUP($B66,LineLoss!$B$4:$C$147,2,FALSE)),VLOOKUP($J66,LineLoss!$E$4:$F$9,2,FALSE),VLOOKUP($B66,LineLoss!$B$4:$C$147,2,FALSE))","v":7.571494692664206E-2},{"$f":"IF(ISNUMBER(MATCH(B66,'Grid EFs'!$B$14:$B$167,0)),\"\",\"*\")","v":"*"},"Africa",null,720.02358500000003,720.02358500000003,720.02358500000003,720.02358500000003,720.02358500000003,720.02358500000003,720.02358500000003,720.02358500000003,720.02358500000003,720.02358500000003,720.02358500000003,720.02358500000003,720.02358500000003,720.02358500000003,720.02358500000003,720.02358500000003,720.02358500000003,720.02358500000003,720.02358500000003,720.02358500000003,720.02358500000003,720.02358500000003,720.02358500000003,720.02358500000003,720.02358500000003,720.02358500000003,720.02358500000003,720.02358500000003,720.02358500000003,720.02358500000003,720.02358500000003,720.02358500000003,720.02358500000003,720.02358500000003,720.02358500000003,720.02358500000003,720.02358500000003,720.02358500000003,720.02358500000003,720.02358500000003,720.02358500000003,720.02358500000003,720.02358500000003,720.02358500000003,720.02358500000003,null,720.02358500000003,720.02358500000003,720.02358500000003,720.02358500000003,720.02358500000003,720.02358500000003,720.02358500000003,720.02358500000003,720.02358500000003,720.02358500000003,720.02358500000003,720.02358500000003,720.02358500000003,720.02358500000003,720.02358500000003,720.02358500000003,720.02358500000003,720.02358500000003,720.02358500000003,720.02358500000003,720.02358500000003,720.02358500000003,720.02358500000003,720.02358500000003,720.02358500000003,720.02358500000003,720.02358500000003,720.02358500000003,720.02358500000003,720.02358500000003,720.02358500000003,720.02358500000003,720.02358500000003,720.02358500000003,720.02358500000003,720.02358500000003,720.02358500000003,720.02358500000003,720.02358500000003,720.02358500000003,720.02358500000003,720.02358500000003,720.02358500000003,720.02358500000003,720.02358500000003]
[null,"Georgia","Georgia","GG","GE","GEO",268,42,43.5,"Asia",402.46600000000001,{"$f":"IF(ISERROR(VLOOKUP($B67,'Grid EFs'!$B$14:$F$167,3,FALSE)),VLOOKUP($J67,'Grid EFs'!$B$4:$F$9,3,FALSE),VLOOKUP($B67,'Grid EFs'!$B$14:$F$167,3,FALSE))","v":919.05070000000001},{"$f":"IF(ISERROR(VLOOKUP($B67,'Grid EFs'!$B$14:$F$167,4,FALSE)),VLOOKUP($J67,'Grid EFs'!$B$4:$F$9,4,FALSE),VLOOKUP($B67,'Grid EFs'!$B$14:$F$167,4,FALSE))","v":785.51969999999994},{"$f":"IF(ISERROR(VLOOKUP($B67,'Grid EFs'!$B$14:$F$167,5,FALSE)),VLOOKUP($J67,'Grid EFs'!$B$4:$F$9,5,FALSE),VLOOKUP($B67,'Grid EFs'!$B$14:$F$167,5,FALSE))","v":458.91669999999999},117.01309999999999,402.46600000000001,3.77,{"$f":"IF(ISERROR(VLOOKUP($B67,LineLoss!$B$4:$C$147,2,FALSE)),VLOOKUP($J67,LineLoss!$E$4:$F$9,2,FALSE),VLOOKUP($B67,LineLoss!$B$4:$C$147,2,FALSE))","v":7.321278244601806E-2},{"$f":"IF(ISNUMBER(MATCH(B67,'Grid EFs'!$B$14:$B$167,0)),\"\",\"*\")","v":""},"Eastern Europe & Eurasia",null,402.46600000000001,402.46600000000001,402.46600000000001,402.46600000000001,402.46600000000001,402.46600000000001,402.46600000000001,402.46600000000001,402.46600000000001,402.46600000000001,402.46600000000001,402.46600000000001,402.46600000000001,402.46600000000001,402.46600000000001,402.46600000000001,402.46600000000001,402.46600000000001,402.46600000000001,402.46600000000001,402.46600000000001,{"$f":"$K67","v":402.46600000000001},402.46600000000001,402.46600000000001,402.46600000000001,402.46600000000001,402.46600000000001,402.46600000000001,402.46600000000001,402.46600000000001,402.46600000000001,402.46600000000001,{"$f":"$K67","v":402.46600000000001},402.46600000000001,402.46600000000001,402.46600000000001,402.46600000000001,402.46600000000001,402.46600000000001,402.46600000000001,402.46600000000001,402.46600000000001,402.46600000000001,402.46600000000001,402.46600000000001,null,402.46600000000001,402.46600000000001,402.46600000000001,402.46600000000001,402.46600000000001,402.46600000000001,402.46600000000001,402.46600000000001,402.46600000000001,402.46600000000001,402.46600000000001,402.46600000000001,402.46600000000001,402.46600000000001,402.46600000000001,402.46600000000001,402.46600000000001,402.46600000000001,402.46600000000001,402.46600000000001,402.46600000000001,402.46600000000001,402.46600000000001,402.46600000000001,402.46600000000001,402.46600000000001,402.46600000000001,402.46600000000001,402.46600000000001,402.46600000000001,402.46600000000001,402.46600000000001,402.46600000000001,402.46600000000001,402.46600000000001,402.46600000000001,402.46600000000001,402.46600000000001,402.46600000000001,402.46600000000001,402.46600000000001,402.46600000000001,402.46600000000001,402.46600000000001,402.46600000000001]
[null,"Germany","Federal Republic of Germany","GM","DE","DEU",276,51,9,"Europe",475.40809999999999,{"$f":"IF(ISERROR(VLOOKUP($B68,'Grid EFs'!$B$14:$F$167,3,FALSE)),VLOOKUP($J68,'Grid EFs'!$B$4:$F$9,3,FALSE),VLOOKUP($B68,'Grid EFs'!$B$14:$F$167,3,FALSE))","v":894.91300000000001},{"$f":"IF(ISERROR(VLOOKUP($B68,'Grid EFs'!$B$14:$F$167,4,FALSE)),VLOOKUP($J68,'Grid EFs'!$B$4:$F$9,4,FALSE),VLOOKUP($B68,'Grid EFs'!$B$14:$F$167,4,FALSE))","v":606.77779999999996},{"$f":"IF(ISERROR(VLOOKUP($B68,'Grid EFs'!$B$14:$F$167,5,FALSE)),VLOOKUP($J68,'Grid EFs'!$B$4:$F$9,5,FALSE),VLOOKUP($B68,'Grid EFs'!$B$14:$F$167,5,FALSE))","v":331.24009999999998},475.40809999999999,"N/A",2.7,{"$f":"IF(ISERROR(VLOOKUP($B68,LineLoss!$B$4:$C$147,2,FALSE)),VLOOKUP($J68,LineLoss!$E$4:$F$9,2,FALSE),VLOOKUP($B68,LineLoss!$B$4:$C$147,2,FALSE))","v":3.6652588492908249E-2},{"$f":"IF(ISNUMBER(MATCH(B68,'Grid EFs'!$B$14:$B$167,0)),\"\",\"*\")","v":""},"OECD Europe",null,475.40809999999999,475.40809999999999,475.40809999999999,475.40809999999999,475.40809999999999,475.40809999999999,475.40809999999999,475.40809999999999,475.40809999999999,475.40809999999999,475.40809999999999,475.40809999999999,475.40809999999999,475.40809999999999,475.40809999999999,{"$f":"$K68","v":475.40809999999999},475.40809999999999,475.40809999999999,475.40809999999999,475.40809999999999,475.40809999999999,475.40809999999999,475.40809999999999,475.40809999999999,475.40809999999999,475.40809999999999,475.40809999999999,475.40809999999999,475.40809999999999,475.40809999999999,475.40809999999999,{"$f":"$K68","v":475.40809999999999},475.40809999999999,475.40809999999999,475.40809999999999,475.40809999999999,475.40809999999999,475.40809999999999,475.40809999999999,475.40809999999999,475.40809999999999,475.40809999999999,475.40809999999999,475.40809999999999,475.40809999999999,null,475.40809999999999,475.40809999999999,475.40809999999999,475.40809999999999,475.40809999999999,475.40809999999999,475.40809999999999,475.40809999999999,475.40809999999999,475.40809999999999,475.40809999999999,475.40809999999999,475.40809999999999,475.40809999999999,475.40809999999999,475.40809999999999,475.40809999999999,475.40809999999999,475.40809999999999,475.40809999999999,475.40809999999999,475.40809999999999,475.40809999999999,475.40809999999999,475.40809999999999,475.40809999999999,{"$f":"$K68","v":475.40809999999999},475.40809999999999,475.40809999999999,475.40809999999999,475.40809999999999,475.40809999999999,475.40809999999999,475.40809999999999,475.40809999999999,475.40809999999999,475.40809999999999,475.40809999999999,475.40809999999999,475.40809999999999,475.40809999999999,475.40809999999999,{"$f":"$K68","v":475.40809999999999},475.40809999999999,475.40809999999999]
[null,"Ghana","Republic of Ghana","GH","GH","GHA",288,8,-2,"Africa",{"$f":"IF(P69=\"N/A\",O69,P69)","v":478.51500000000004},{"$f":"IF(ISERROR(VLOOKUP($B69,'Grid EFs'!$B$14:$F$167,3,FALSE)),VLOOKUP($J69,'Grid EFs'!$B$4:$F$9,3,FALSE),VLOOKUP($B69,'Grid EFs'!$B$14:$F$167,3,FALSE))","v":974.53949999999998},{"$f":"IF(ISERROR(VLOOKUP($B69,'Grid EFs'!$B$14:$F$167,4,FALSE)),VLOOKUP($J69,'Grid EFs'!$B$4:$F$9,4,FALSE),VLOOKUP($B69,'Grid EFs'!$B$14:$F$167,4,FALSE))","v":869.63149999999996},{"$f":"IF(ISERROR(VLOOKUP($B69,'Grid EFs'!$B$14:$F$167,5,FALSE)),VLOOKUP($J69,'Grid EFs'!$B$4:$F$9,5,FALSE),VLOOKUP($B69,'Grid EFs'!$B$14:$F$167,5,FALSE))","v":566.91849999999999},249.44489999999999,478.51500000000004,5.28,{"$f":"IF(ISERROR(VLOOKUP($B69,LineLoss!$B$4:$C$147,2,FALSE)),VLOOKUP($J69,LineLoss!$E$4:$F$9,2,FALSE),VLOOKUP($B69,LineLoss!$B$4:$C$147,2,FALSE))","v":0.10121890471249963},{"$f":"IF(ISNUMBER(MATCH(B69,'Grid EFs'!$B$14:$B$167,0)),\"\",\"*\")","v":""},"Africa",null,{"$f":"$K69","v":478.51500000000004},478.51500000000004,478.51500000000004,478.51500000000004,478.51500000000004,478.51500000000004,478.51500000000004,478.51500000000004,478.51500000000004,478.51500000000004,478.51500000000004,478.51500000000004,478.51500000000004,478.51500000000004,478.51500000000004,478.51500000000004,478.51500000000004,478.51500000000004,478.51500000000004,478.51500000000004,478.51500000000004,478.51500000000004,478.51500000000004,478.51500000000004,478.51500000000004,478.51500000000004,478.51500000000004,478.51500000000004,478.51500000000004,478.51500000000004,478.51500000000004,478.51500000000004,478.51500000000004,478.51500000000004,478.51500000000004,478.51500000000004,478.51500000000004,478.51500000000004,478.51500000000004,478.51500000000004,478.51500000000004,478.51500000000004,478.51500000000004,478.51500000000004,478.51500000000004,null,478.51500000000004,478.51500000000004,478.51500000000004,478.51500000000004,478.51500000000004,478.51500000000004,478.51500000000004,478.51500000000004,478.51500000000004,478.51500000000004,478.51500000000004,478.51500000000004,478.51500000000004,478.51500000000004,478.51500000000004,478.51500000000004,478.51500000000004,478.51500000000004,478.51500000000004,478.51500000000004,478.51500000000004,478.51500000000004,478.51500000000004,478.51500000000004,478.51500000000004,478.51500000000004,478.51500000000004,478.51500000000004,478.51500000000004,478.51500000000004,478.51500000000004,478.51500000000004,478.51500000000004,478.51500000000004,478.51500000000004,478.51500000000004,478.51500000000004,478.51500000000004,478.51500000000004,478.51500000000004,478.51500000000004,478.51500000000004,478.51500000000004,478.51500000000004,478.51500000000004]
[null,"Greece","Hellenic Republic","GR","GR","GRC",300,39,22,"Europe",684.61030000000005,{"$f":"IF(ISERROR(VLOOKUP($B70,'Grid EFs'!$B$14:$F$167,3,FALSE)),VLOOKUP($J70,'Grid EFs'!$B$4:$F$9,3,FALSE),VLOOKUP($B70,'Grid EFs'!$B$14:$F$167,3,FALSE))","v":1024.2320999999999},{"$f":"IF(ISERROR(VLOOKUP($B70,'Grid EFs'!$B$14:$F$167,4,FALSE)),VLOOKUP($J70,'Grid EFs'!$B$4:$F$9,4,FALSE),VLOOKUP($B70,'Grid EFs'!$B$14:$F$167,4,FALSE))","v":737.72590000000002},{"$f":"IF(ISERROR(VLOOKUP($B70,'Grid EFs'!$B$14:$F$167,5,FALSE)),VLOOKUP($J70,'Grid EFs'!$B$4:$F$9,5,FALSE),VLOOKUP($B70,'Grid EFs'!$B$14:$F$167,5,FALSE))","v":387.5806},684.61030000000005,"N/A",4.16,{"$f":"IF(ISERROR(VLOOKUP($B70,LineLoss!$B$4:$C$147,2,FALSE)),VLOOKUP($J70,LineLoss!$E$4:$F$9,2,FALSE),VLOOKUP($B70,LineLoss!$B$4:$C$147,2,FALSE))","v":4.727855578999432E-2},{"$f":"IF(ISNUMBER(MATCH(B70,'Grid EFs'!$B$14:$B$167,0)),\"\",\"*\")","v":""},"OECD Europe",null,684.61030000000005,684.61030000000005,684.61030000000005,684.61030000000005,684.61030000000005,684.61030000000005,684.61030000000005,684.61030000000005,684.61030000000005,684.61030000000005,684.61030000000005,684.61030000000005,684.61030000000005,684.61030000000005,684.61030000000005,684.61030000000005,684.61030000000005,684.61030000000005,684.61030000000005,684.61030000000005,684.61030000000005,684.61030000000005,684.61030000000005,684.61030000000005,684.61030000000005,684.61030000000005,684.61030000000005,684.61030000000005,684.61030000000005,684.61030000000005,684.61030000000005,684.61030000000005,684.61030000000005,684.61030000000005,684.61030000000005,684.61030000000005,684.61030000000005,684.61030000000005,684.61030000000005,684.61030000000005,684.61030000000005,684.61030000000005,684.61030000000005,684.61030000000005,684.61030000000005,null,684.61030000000005,684.61030000000005,684.61030000000005,684.61030000000005,684.61030000000005,684.61030000000005,684.61030000000005,684.61030000000005,684.61030000000005,684.61030000000005,684.61030000000005,684.61030000000005,684.61030000000005,684.61030000000005,684.61030000000005,684.61030000000005,684.61030000000005,684.61030000000005,684.61030000000005,684.61030000000005,684.61030000000005,684.61030000000005,684.61030000000005,684.61030000000005,684.61030000000005,684.61030000000005,684.61030000000005,684.61030000000005,684.61030000000005,684.61030000000005,684.61030000000005,684.61030000000005,684.61030000000005,684.61030000000005,684.61030000000005,684.61030000000005,684.61030000000005,684.61030000000005,684.61030000000005,684.61030000000005,684.61030000000005,684.61030000000005,684.61030000000005,684.61030000000005,684.61030000000005]
[null,"Grenada","Grenada","GJ","GD","GRD",308,12.1167,-61.666699999999999,"North America",472.44098150782378,{"$f":"IF(ISERROR(VLOOKUP($B71,'Grid EFs'!$B$14:$F$167,3,FALSE)),VLOOKUP($J71,'Grid EFs'!$B$4:$F$9,3,FALSE),VLOOKUP($B71,'Grid EFs'!$B$14:$F$167,3,FALSE))","v":912.40520000000004},{"$f":"IF(ISERROR(VLOOKUP($B71,'Grid EFs'!$B$14:$F$167,4,FALSE)),VLOOKUP($J71,'Grid EFs'!$B$4:$F$9,4,FALSE),VLOOKUP($B71,'Grid EFs'!$B$14:$F$167,4,FALSE))","v":718.42819999999995},{"$f":"IF(ISERROR(VLOOKUP($B71,'Grid EFs'!$B$14:$F$167,5,FALSE)),VLOOKUP($J71,'Grid EFs'!$B$4:$F$9,5,FALSE),VLOOKUP($B71,'Grid EFs'!$B$14:$F$167,5,FALSE))","v":407.01139999999998},200.8047,472.44098150782378,6.21,{"$f":"IF(ISERROR(VLOOKUP($B71,LineLoss!$B$4:$C$147,2,FALSE)),VLOOKUP($J71,LineLoss!$E$4:$F$9,2,FALSE),VLOOKUP($B71,LineLoss!$B$4:$C$147,2,FALSE))","v":5.7679364750868239E-2},{"$f":"IF(ISNUMBER(MATCH(B71,'Grid EFs'!$B$14:$B$167,0)),\"\",\"*\")","v":"*"},"Latin America",null,472.44098150782378,472.44098150782378,472.44098150782378,472.44098150782378,472.44098150782378,472.44098150782378,472.44098150782378,472.44098150782378,472.44098150782378,472.44098150782378,472.44098150782378,472.44098150782378,472.44098150782378,472.44098150782378,472.44098150782378,472.44098150782378,472.44098150782378,472.44098150782378,472.44098150782378,472.44098150782378,472.44098150782378,472.44098150782378,472.44098150782378,472.44098150782378,472.44098150782378,472.44098150782378,472.44098150782378,472.44098150782378,472.44098150782378,472.44098150782378,472.44098150782378,472.44098150782378,472.44098150782378,472.44098150782378,472.44098150782378,472.44098150782378,472.44098150782378,472.44098150782378,472.44098150782378,472.44098150782378,472.44098150782378,472.44098150782378,472.44098150782378,472.44098150782378,472.44098150782378,null,472.44098150782378,472.44098150782378,472.44098150782378,472.44098150782378,472.44098150782378,472.44098150782378,472.44098150782378,472.44098150782378,472.44098150782378,472.44098150782378,472.44098150782378,472.44098150782378,472.44098150782378,472.44098150782378,472.44098150782378,472.44098150782378,472.44098150782378,472.44098150782378,472.44098150782378,472.44098150782378,472.44098150782378,472.44098150782378,472.44098150782378,472.44098150782378,472.44098150782378,472.44098150782378,472.44098150782378,472.44098150782378,472.44098150782378,472.44098150782378,472.44098150782378,472.44098150782378,472.44098150782378,472.44098150782378,472.44098150782378,472.44098150782378,472.44098150782378,472.44098150782378,472.44098150782378,472.44098150782378,472.44098150782378,472.44098150782378,472.44098150782378,472.44098150782378,472.44098150782378]
[null,"Guatemala","Republic of Guatemala","GT","GT","GTM",320,15.5,-90.25,"North America",589.38666666666666,{"$f":"IF(ISERROR(VLOOKUP($B72,'Grid EFs'!$B$14:$F$167,3,FALSE)),VLOOKUP($J72,'Grid EFs'!$B$4:$F$9,3,FALSE),VLOOKUP($B72,'Grid EFs'!$B$14:$F$167,3,FALSE))","v":960.22540000000004},{"$f":"IF(ISERROR(VLOOKUP($B72,'Grid EFs'!$B$14:$F$167,4,FALSE)),VLOOKUP($J72,'Grid EFs'!$B$4:$F$9,4,FALSE),VLOOKUP($B72,'Grid EFs'!$B$14:$F$167,4,FALSE))","v":640.81590000000006},{"$f":"IF(ISERROR(VLOOKUP($B72,'Grid EFs'!$B$14:$F$167,5,FALSE)),VLOOKUP($J72,'Grid EFs'!$B$4:$F$9,5,FALSE),VLOOKUP($B72,'Grid EFs'!$B$14:$F$167,5,FALSE))","v":502.83659999999998},254.23429999999999,589.38666666666666,4.87,{"$f":"IF(ISERROR(VLOOKUP($B72,LineLoss!$B$4:$C$147,2,FALSE)),VLOOKUP($J72,LineLoss!$E$4:$F$9,2,FALSE),VLOOKUP($B72,LineLoss!$B$4:$C$147,2,FALSE))","v":8.2606532693671908E-2},{"$f":"IF(ISNUMBER(MATCH(B72,'Grid EFs'!$B$14:$B$167,0)),\"\",\"*\")","v":""},"Latin America",null,589.38666666666666,589.38666666666666,589.38666666666666,589.38666666666666,589.38666666666666,589.38666666666666,589.38666666666666,589.38666666666666,589.38666666666666,589.38666666666666,589.38666666666666,589.38666666666666,589.38666666666666,589.38666666666666,589.38666666666666,589.38666666666666,589.38666666666666,589.38666666666666,589.38666666666666,589.38666666666666,589.38666666666666,589.38666666666666,589.38666666666666,589.38666666666666,589.38666666666666,589.38666666666666,589.38666666666666,589.38666666666666,589.38666666666666,589.38666666666666,589.38666666666666,589.38666666666666,589.38666666666666,589.38666666666666,589.38666666666666,589.38666666666666,589.38666666666666,589.38666666666666,589.38666666666666,589.38666666666666,589.38666666666666,589.38666666666666,589.38666666666666,589.38666666666666,589.38666666666666,null,589.38666666666666,589.38666666666666,589.38666666666666,589.38666666666666,589.38666666666666,589.38666666666666,589.38666666666666,589.38666666666666,589.38666666666666,589.38666666666666,589.38666666666666,589.38666666666666,589.38666666666666,589.38666666666666,589.38666666666666,589.38666666666666,589.38666666666666,589.38666666666666,589.38666666666666,589.38666666666666,589.38666666666666,589.38666666666666,589.38666666666666,589.38666666666666,589.38666666666666,589.38666666666666,589.38666666666666,589.38666666666666,589.38666666666666,589.38666666666666,589.38666666666666,589.38666666666666,589.38666666666666,589.38666666666666,589.38666666666666,589.38666666666666,589.38666666666666,589.38666666666666,589.38666666666666,589.38666666666666,589.38666666666666,589.38666666666666,589.38666666666666,589.38666666666666,589.38666666666666]
[null,"Guinea","Republic of Guinea","GV","GN","GIN",324,11,-10,"Africa",720.02358500000003,{"$f":"IF(ISERROR(VLOOKUP($B73,'Grid EFs'!$B$14:$F$167,3,FALSE)),VLOOKUP($J73,'Grid EFs'!$B$4:$F$9,3,FALSE),VLOOKUP($B73,'Grid EFs'!$B$14:$F$167,3,FALSE))","v":974.53949999999998},{"$f":"IF(ISERROR(VLOOKUP($B73,'Grid EFs'!$B$14:$F$167,4,FALSE)),VLOOKUP($J73,'Grid EFs'!$B$4:$F$9,4,FALSE),VLOOKUP($B73,'Grid EFs'!$B$14:$F$167,4,FALSE))","v":833.97270000000003},{"$f":"IF(ISERROR(VLOOKUP($B73,'Grid EFs'!$B$14:$F$167,5,FALSE)),VLOOKUP($J73,'Grid EFs'!$B$4:$F$9,5,FALSE),VLOOKUP($B73,'Grid EFs'!$B$14:$F$167,5,FALSE))","v":456.774},597.66229999999996,720.02358500000003,5.67,{"$f":"IF(ISERROR(VLOOKUP($B73,LineLoss!$B$4:$C$147,2,FALSE)),VLOOKUP($J73,LineLoss!$E$4:$F$9,2,FALSE),VLOOKUP($B73,LineLoss!$B$4:$C$147,2,FALSE))","v":7.571494692664206E-2},{"$f":"IF(ISNUMBER(MATCH(B73,'Grid EFs'!$B$14:$B$167,0)),\"\",\"*\")","v":"*"},"Africa",null,720.02358500000003,720.02358500000003,720.02358500000003,720.02358500000003,720.02358500000003,720.02358500000003,720.02358500000003,720.02358500000003,720.02358500000003,720.02358500000003,720.02358500000003,720.02358500000003,720.02358500000003,720.02358500000003,720.02358500000003,720.02358500000003,720.02358500000003,720.02358500000003,720.02358500000003,720.02358500000003,720.02358500000003,720.02358500000003,720.02358500000003,720.02358500000003,720.02358500000003,720.02358500000003,720.02358500000003,720.02358500000003,720.02358500000003,720.02358500000003,720.02358500000003,720.02358500000003,720.02358500000003,720.02358500000003,720.02358500000003,720.02358500000003,720.02358500000003,720.02358500000003,720.02358500000003,720.02358500000003,720.02358500000003,720.02358500000003,720.02358500000003,720.02358500000003,720.02358500000003,null,720.02358500000003,720.02358500000003,720.02358500000003,720.02358500000003,720.02358500000003,720.02358500000003,720.02358500000003,720.02358500000003,720.02358500000003,720.02358500000003,720.02358500000003,720.02358500000003,720.02358500000003,720.02358500000003,720.02358500000003,720.02358500000003,720.02358500000003,720.02358500000003,720.02358500000003,720.02358500000003,720.02358500000003,720.02358500000003,720.02358500000003,720.02358500000003,720.02358500000003,720.02358500000003,720.02358500000003,720.02358500000003,720.02358500000003,720.02358500000003,720.02358500000003,720.02358500000003,720.02358500000003,720.02358500000003,720.02358500000003,720.02358500000003,720.02358500000003,720.02358500000003,720.02358500000003,720.02358500000003,720.02358500000003,720.02358500000003,720.02358500000003,720.02358500000003,720.02358500000003]
[null,"Guinea-Bissau","Republic of Guinea-Bissau","PU","GW","GNB",624,12,-15,"Africa",720.02358500000003,{"$f":"IF(ISERROR(VLOOKUP($B74,'Grid EFs'!$B$14:$F$167,3,FALSE)),VLOOKUP($J74,'Grid EFs'!$B$4:$F$9,3,FALSE),VLOOKUP($B74,'Grid EFs'!$B$14:$F$167,3,FALSE))","v":974.53949999999998},{"$f":"IF(ISERROR(VLOOKUP($B74,'Grid EFs'!$B$14:$F$167,4,FALSE)),VLOOKUP($J74,'Grid EFs'!$B$4:$F$9,4,FALSE),VLOOKUP($B74,'Grid EFs'!$B$14:$F$167,4,FALSE))","v":833.97270000000003},{"$f":"IF(ISERROR(VLOOKUP($B74,'Grid EFs'!$B$14:$F$167,5,FALSE)),VLOOKUP($J74,'Grid EFs'!$B$4:$F$9,5,FALSE),VLOOKUP($B74,'Grid EFs'!$B$14:$F$167,5,FALSE))","v":456.774},597.66229999999996,720.02358500000003,5.66,{"$f":"IF(ISERROR(VLOOKUP($B74,LineLoss!$B$4:$C$147,2,FALSE)),VLOOKUP($J74,LineLoss!$E$4:$F$9,2,FALSE),VLOOKUP($B74,LineLoss!$B$4:$C$147,2,FALSE))","v":7.571494692664206E-2},{"$f":"IF(ISNUMBER(MATCH(B74,'Grid EFs'!$B$14:$B$167,0)),\"\",\"*\")","v":"*"},"Africa",null,720.02358500000003,720.02358500000003,720.02358500000003,720.02358500000003,720.02358500000003,720.02358500000003,720.02358500000003,720.02358500000003,720.02358500000003,720.02358500000003,720.02358500000003,720.02358500000003,720.02358500000003,720.02358500000003,720.02358500000003,720.02358500000003,720.02358500000003,720.02358500000003,720.02358500000003,720.02358500000003,720.02358500000003,720.02358500000003,720.02358500000003,720.02358500000003,720.02358500000003,720.02358500000003,720.02358500000003,720.02358500000003,720.02358500000003,720.02358500000003,720.02358500000003,720.02358500000003,720.02358500000003,720.02358500000003,720.02358500000003,720.02358500000003,720.02358500000003,720.02358500000003,720.02358500000003,720.02358500000003,720.02358500000003,720.02358500000003,720.02358500000003,720.02358500000003,720.02358500000003,null,{"$f":"$K74","v":720.02358500000003},720.02358500000003,720.02358500000003,720.02358500000003,720.02358500000003,720.02358500000003,720.02358500000003,720.02358500000003,720.02358500000003,720.02358500000003,{"$f":"$K74","v":720.02358500000003},720.02358500000003,720.02358500000003,720.02358500000003,720.02358500000003,720.02358500000003,720.02358500000003,720.02358500000003,720.02358500000003,720.02358500000003,720.02358500000003,720.02358500000003,720.02358500000003,720.02358500000003,720.02358500000003,720.02358500000003,720.02358500000003,720.02358500000003,720.02358500000003,720.02358500000003,720.02358500000003,720.02358500000003,720.02358500000003,720.02358500000003,720.02358500000003,720.02358500000003,720.02358500000003,720.02358500000003,720.02358500000003,720.02358500000003,720.02358500000003,720.02358500000003,720.02358500000003,720.02358500000003,720.02358500000003]
[null,"Guyana","Co-operative Republic of Guyana","GY","GY","GUY",328,5,-59,"South America",948.30000000000007,{"$f":"IF(ISERROR(VLOOKUP($B75,'Grid EFs'!$B$14:$F$167,3,FALSE)),VLOOKUP($J75,'Grid EFs'!$B$4:$F$9,3,FALSE),VLOOKUP($B75,'Grid EFs'!$B$14:$F$167,3,FALSE))","v":1240.4880000000001},{"$f":"IF(ISERROR(VLOOKUP($B75,'Grid EFs'!$B$14:$F$167,4,FALSE)),VLOOKUP($J75,'Grid EFs'!$B$4:$F$9,4,FALSE),VLOOKUP($B75,'Grid EFs'!$B$14:$F$167,4,FALSE))","v":671.35590000000002},{"$f":"IF(ISERROR(VLOOKUP($B75,'Grid EFs'!$B$14:$F$167,5,FALSE)),VLOOKUP($J75,'Grid EFs'!$B$4:$F$9,5,FALSE),VLOOKUP($B75,'Grid EFs'!$B$14:$F$167,5,FALSE))","v":502.83659999999998},200.8047,948.30000000000007,4.8899999999999997,{"$f":"IF(ISERROR(VLOOKUP($B75,LineLoss!$B$4:$C$147,2,FALSE)),VLOOKUP($J75,LineLoss!$E$4:$F$9,2,FALSE),VLOOKUP($B75,LineLoss!$B$4:$C$147,2,FALSE))","v":8.3808354719636283E-2},{"$f":"IF(ISNUMBER(MATCH(B75,'Grid EFs'!$B$14:$B$167,0)),\"\",\"*\")","v":"*"},"Latin America",null,948.30000000000007,948.30000000000007,948.30000000000007,948.30000000000007,948.30000000000007,948.30000000000007,948.30000000000007,948.30000000000007,948.30000000000007,948.30000000000007,948.30000000000007,948.30000000000007,948.30000000000007,948.30000000000007,948.30000000000007,948.30000000000007,948.30000000000007,948.30000000000007,948.30000000000007,948.30000000000007,948.30000000000007,948.30000000000007,948.30000000000007,948.30000000000007,948.30000000000007,948.30000000000007,948.30000000000007,948.30000000000007,948.30000000000007,948.30000000000007,948.30000000000007,948.30000000000007,948.30000000000007,948.30000000000007,948.30000000000007,948.30000000000007,948.30000000000007,948.30000000000007,948.30000000000007,948.30000000000007,948.30000000000007,948.30000000000007,948.30000000000007,948.30000000000007,948.30000000000007,null,948.30000000000007,948.30000000000007,948.30000000000007,948.30000000000007,948.30000000000007,948.30000000000007,948.30000000000007,948.30000000000007,948.30000000000007,948.30000000000007,948.30000000000007,948.30000000000007,948.30000000000007,948.30000000000007,948.30000000000007,948.30000000000007,948.30000000000007,948.30000000000007,948.30000000000007,948.30000000000007,948.30000000000007,948.30000000000007,948.30000000000007,948.30000000000007,948.30000000000007,948.30000000000007,948.30000000000007,948.30000000000007,948.30000000000007,948.30000000000007,948.30000000000007,948.30000000000007,948.30000000000007,948.30000000000007,948.30000000000007,948.30000000000007,948.30000000000007,948.30000000000007,948.30000000000007,948.30000000000007,948.30000000000007,948.30000000000007,948.30000000000007,948.30000000000007,948.30000000000007]
[null,"Haiti","Republic of Haiti","HA","HT","HTI",332,19,-72.416700000000006,"North America",472.44098150782378,{"$f":"IF(ISERROR(VLOOKUP($B76,'Grid EFs'!$B$14:$F$167,3,FALSE)),VLOOKUP($J76,'Grid EFs'!$B$4:$F$9,3,FALSE),VLOOKUP($B76,'Grid EFs'!$B$14:$F$167,3,FALSE))","v":1240.4880000000001},{"$f":"IF(ISERROR(VLOOKUP($B76,'Grid EFs'!$B$14:$F$167,4,FALSE)),VLOOKUP($J76,'Grid EFs'!$B$4:$F$9,4,FALSE),VLOOKUP($B76,'Grid EFs'!$B$14:$F$167,4,FALSE))","v":687.30100000000004},{"$f":"IF(ISERROR(VLOOKUP($B76,'Grid EFs'!$B$14:$F$167,5,FALSE)),VLOOKUP($J76,'Grid EFs'!$B$4:$F$9,5,FALSE),VLOOKUP($B76,'Grid EFs'!$B$14:$F$167,5,FALSE))","v":502.83659999999998},591.67650000000003,472.44098150782378,5.47,{"$f":"IF(ISERROR(VLOOKUP($B76,LineLoss!$B$4:$C$147,2,FALSE)),VLOOKUP($J76,LineLoss!$E$4:$F$9,2,FALSE),VLOOKUP($B76,LineLoss!$B$4:$C$147,2,FALSE))","v":0.16997056886453349},{"$f":"IF(ISNUMBER(MATCH(B76,'Grid EFs'!$B$14:$B$167,0)),\"\",\"*\")","v":""},"Latin America",null,472.44098150782378,472.44098150782378,472.44098150782378,472.44098150782378,472.44098150782378,472.44098150782378,472.44098150782378,472.44098150782378,472.44098150782378,472.44098150782378,472.44098150782378,472.44098150782378,472.44098150782378,472.44098150782378,472.44098150782378,472.44098150782378,472.44098150782378,472.44098150782378,472.44098150782378,472.44098150782378,472.44098150782378,472.44098150782378,472.44098150782378,472.44098150782378,472.44098150782378,472.44098150782378,472.44098150782378,472.44098150782378,472.44098150782378,472.44098150782378,472.44098150782378,472.44098150782378,472.44098150782378,472.44098150782378,472.44098150782378,472.44098150782378,472.44098150782378,472.44098150782378,472.44098150782378,472.44098150782378,472.44098150782378,472.44098150782378,472.44098150782378,472.44098150782378,472.44098150782378,null,472.44098150782378,472.44098150782378,472.44098150782378,472.44098150782378,472.44098150782378,472.44098150782378,472.44098150782378,472.44098150782378,472.44098150782378,472.44098150782378,472.44098150782378,472.44098150782378,472.44098150782378,472.44098150782378,472.44098150782378,472.44098150782378,472.44098150782378,472.44098150782378,472.44098150782378,472.44098150782378,472.44098150782378,472.44098150782378,472.44098150782378,472.44098150782378,472.44098150782378,472.44098150782378,472.44098150782378,472.44098150782378,472.44098150782378,472.44098150782378,472.44098150782378,472.44098150782378,472.44098150782378,472.44098150782378,472.44098150782378,472.44098150782378,472.44098150782378,472.44098150782378,472.44098150782378,472.44098150782378,472.44098150782378,472.44098150782378,472.44098150782378,472.44098150782378,472.44098150782378]
[null,"Holy See","Holy See","VT","VA","VAT",336,41.9,12.45,"Europe",331.06400000000002,{"$f":"IF(ISERROR(VLOOKUP($B77,'Grid EFs'!$B$14:$F$167,3,FALSE)),VLOOKUP($J77,'Grid EFs'!$B$4:$F$9,3,FALSE),VLOOKUP($B77,'Grid EFs'!$B$14:$F$167,3,FALSE))","v":917.48320000000001},{"$f":"IF(ISERROR(VLOOKUP($B77,'Grid EFs'!$B$14:$F$167,4,FALSE)),VLOOKUP($J77,'Grid EFs'!$B$4:$F$9,4,FALSE),VLOOKUP($B77,'Grid EFs'!$B$14:$F$167,4,FALSE))","v":690.57929999999999},{"$f":"IF(ISERROR(VLOOKUP($B77,'Grid EFs'!$B$14:$F$167,5,FALSE)),VLOOKUP($J77,'Grid EFs'!$B$4:$F$9,5,FALSE),VLOOKUP($B77,'Grid EFs'!$B$14:$F$167,5,FALSE))","v":359.07440000000003},331.06400000000002,"N/A",4.08,{"$f":"IF(ISERROR(VLOOKUP($B77,LineLoss!$B$4:$C$147,2,FALSE)),VLOOKUP($J77,LineLoss!$E$4:$F$9,2,FALSE),VLOOKUP($B77,LineLoss!$B$4:$C$147,2,FALSE))","v":5.8109323007447068E-2},{"$f":"IF(ISNUMBER(MATCH(B77,'Grid EFs'!$B$14:$B$167,0)),\"\",\"*\")","v":"*"},"Non-OECD",null,331.06400000000002,331.06400000000002,331.06400000000002,331.06400000000002,331.06400000000002,331.06400000000002,331.06400000000002,331.06400000000002,331.06400000000002,331.06400000000002,331.06400000000002,331.06400000000002,331.06400000000002,331.06400000000002,331.06400000000002,331.06400000000002,331.06400000000002,331.06400000000002,331.06400000000002,331.06400000000002,331.06400000000002,331.06400000000002,331.06400000000002,331.06400000000002,331.06400000000002,331.06400000000002,331.06400000000002,331.06400000000002,331.06400000000002,331.06400000000002,331.06400000000002,331.06400000000002,331.06400000000002,331.06400000000002,331.06400000000002,331.06400000000002,331.06400000000002,331.06400000000002,331.06400000000002,331.06400000000002,331.06400000000002,331.06400000000002,331.06400000000002,331.06400000000002,331.06400000000002,null,331.06400000000002,331.06400000000002,331.06400000000002,331.06400000000002,331.06400000000002,331.06400000000002,331.06400000000002,331.06400000000002,331.06400000000002,331.06400000000002,331.06400000000002,331.06400000000002,331.06400000000002,331.06400000000002,331.06400000000002,331.06400000000002,331.06400000000002,331.06400000000002,331.06400000000002,331.06400000000002,331.06400000000002,331.06400000000002,331.06400000000002,331.06400000000002,331.06400000000002,331.06400000000002,331.06400000000002,331.06400000000002,331.06400000000002,331.06400000000002,331.06400000000002,331.06400000000002,331.06400000000002,331.06400000000002,331.06400000000002,331.06400000000002,331.06400000000002,331.06400000000002,331.06400000000002,331.06400000000002,331.06400000000002,331.06400000000002,331.06400000000002,331.06400000000002,331.06400000000002]
[null,"Honduras","Republic of Honduras","HO","HN","HND",340,15,-86.5,"North America",659.2249999999998,{"$f":"IF(ISERROR(VLOOKUP($B78,'Grid EFs'!$B$14:$F$167,3,FALSE)),VLOOKUP($J78,'Grid EFs'!$B$4:$F$9,3,FALSE),VLOOKUP($B78,'Grid EFs'!$B$14:$F$167,3,FALSE))","v":927.07749999999999},{"$f":"IF(ISERROR(VLOOKUP($B78,'Grid EFs'!$B$14:$F$167,4,FALSE)),VLOOKUP($J78,'Grid EFs'!$B$4:$F$9,4,FALSE),VLOOKUP($B78,'Grid EFs'!$B$14:$F$167,4,FALSE))","v":637.28480000000002},{"$f":"IF(ISERROR(VLOOKUP($B78,'Grid EFs'!$B$14:$F$167,5,FALSE)),VLOOKUP($J78,'Grid EFs'!$B$4:$F$9,5,FALSE),VLOOKUP($B78,'Grid EFs'!$B$14:$F$167,5,FALSE))","v":502.83659999999998},363.47480000000002,659.2249999999998,5.05,{"$f":"IF(ISERROR(VLOOKUP($B78,LineLoss!$B$4:$C$147,2,FALSE)),VLOOKUP($J78,LineLoss!$E$4:$F$9,2,FALSE),VLOOKUP($B78,LineLoss!$B$4:$C$147,2,FALSE))","v":0.10999961316374203},{"$f":"IF(ISNUMBER(MATCH(B78,'Grid EFs'!$B$14:$B$167,0)),\"\",\"*\")","v":""},"Latin America",null,659.2249999999998,659.2249999999998,659.2249999999998,659.2249999999998,659.2249999999998,659.2249999999998,659.2249999999998,659.2249999999998,659.2249999999998,659.2249999999998,659.2249999999998,659.2249999999998,659.2249999999998,659.2249999999998,659.2249999999998,659.2249999999998,659.2249999999998,659.2249999999998,659.2249999999998,659.2249999999998,659.2249999999998,659.2249999999998,659.2249999999998,659.2249999999998,659.2249999999998,659.2249999999998,659.2249999999998,659.2249999999998,659.2249999999998,659.2249999999998,659.2249999999998,659.2249999999998,659.2249999999998,659.2249999999998,659.2249999999998,659.2249999999998,659.2249999999998,659.2249999999998,659.2249999999998,659.2249999999998,659.2249999999998,659.2249999999998,659.2249999999998,659.2249999999998,659.2249999999998,null,659.2249999999998,659.2249999999998,659.2249999999998,659.2249999999998,659.2249999999998,659.2249999999998,659.2249999999998,659.2249999999998,659.2249999999998,659.2249999999998,659.2249999999998,659.2249999999998,659.2249999999998,659.2249999999998,659.2249999999998,659.2249999999998,659.2249999999998,659.2249999999998,659.2249999999998,659.2249999999998,659.2249999999998,659.2249999999998,659.2249999999998,659.2249999999998,659.2249999999998,659.2249999999998,659.2249999999998,659.2249999999998,659.2249999999998,659.2249999999998,659.2249999999998,659.2249999999998,659.2249999999998,659.2249999999998,659.2249999999998,659.2249999999998,659.2249999999998,659.2249999999998,659.2249999999998,659.2249999999998,659.2249999999998,659.2249999999998,659.2249999999998,659.2249999999998,659.2249999999998]
[null,"Hungary","Hungary","HU","HU","HUN",348,47,20,"Europe",314.01240000000001,{"$f":"IF(ISERROR(VLOOKUP($B79,'Grid EFs'!$B$14:$F$167,3,FALSE)),VLOOKUP($J79,'Grid EFs'!$B$4:$F$9,3,FALSE),VLOOKUP($B79,'Grid EFs'!$B$14:$F$167,3,FALSE))","v":1085.4237000000001},{"$f":"IF(ISERROR(VLOOKUP($B79,'Grid EFs'!$B$14:$F$167,4,FALSE)),VLOOKUP($J79,'Grid EFs'!$B$4:$F$9,4,FALSE),VLOOKUP($B79,'Grid EFs'!$B$14:$F$167,4,FALSE))","v":851.28489999999999},{"$f":"IF(ISERROR(VLOOKUP($B79,'Grid EFs'!$B$14:$F$167,5,FALSE)),VLOOKUP($J79,'Grid EFs'!$B$4:$F$9,5,FALSE),VLOOKUP($B79,'Grid EFs'!$B$14:$F$167,5,FALSE))","v":370.63900000000001},314.01240000000001,"N/A",3.42,{"$f":"IF(ISERROR(VLOOKUP($B79,LineLoss!$B$4:$C$147,2,FALSE)),VLOOKUP($J79,LineLoss!$E$4:$F$9,2,FALSE),VLOOKUP($B79,LineLoss!$B$4:$C$147,2,FALSE))","v":7.2762088179621043E-2},{"$f":"IF(ISNUMBER(MATCH(B79,'Grid EFs'!$B$14:$B$167,0)),\"\",\"*\")","v":""},"OECD Europe",null,314.01240000000001,314.01240000000001,314.01240000000001,314.01240000000001,314.01240000000001,314.01240000000001,314.01240000000001,314.01240000000001,314.01240000000001,314.01240000000001,314.01240000000001,314.01240000000001,314.01240000000001,314.01240000000001,314.01240000000001,314.01240000000001,314.01240000000001,314.01240000000001,314.01240000000001,314.01240000000001,314.01240000000001,314.01240000000001,314.01240000000001,314.01240000000001,314.01240000000001,314.01240000000001,314.01240000000001,314.01240000000001,314.01240000000001,314.01240000000001,314.01240000000001,314.01240000000001,314.01240000000001,314.01240000000001,314.01240000000001,314.01240000000001,314.01240000000001,314.01240000000001,314.01240000000001,314.01240000000001,314.01240000000001,314.01240000000001,314.01240000000001,314.01240000000001,314.01240000000001,null,314.01240000000001,314.01240000000001,314.01240000000001,314.01240000000001,314.01240000000001,314.01240000000001,314.01240000000001,314.01240000000001,314.01240000000001,314.01240000000001,314.01240000000001,314.01240000000001,314.01240000000001,314.01240000000001,314.01240000000001,314.01240000000001,314.01240000000001,314.01240000000001,314.01240000000001,314.01240000000001,314.01240000000001,314.01240000000001,314.01240000000001,314.01240000000001,314.01240000000001,314.01240000000001,314.01240000000001,314.01240000000001,314.01240000000001,314.01240000000001,314.01240000000001,314.01240000000001,314.01240000000001,314.01240000000001,314.01240000000001,314.01240000000001,314.01240000000001,314.01240000000001,314.01240000000001,314.01240000000001,314.01240000000001,314.01240000000001,314.01240000000001,314.01240000000001,314.01240000000001]
[null,"Iceland","Republic of Iceland","IC","IS","ISL",352,65,-18,"Europe",0.1779,{"$f":"IF(ISERROR(VLOOKUP($B80,'Grid EFs'!$B$14:$F$167,3,FALSE)),VLOOKUP($J80,'Grid EFs'!$B$4:$F$9,3,FALSE),VLOOKUP($B80,'Grid EFs'!$B$14:$F$167,3,FALSE))","v":917.48320000000001},{"$f":"IF(ISERROR(VLOOKUP($B80,'Grid EFs'!$B$14:$F$167,4,FALSE)),VLOOKUP($J80,'Grid EFs'!$B$4:$F$9,4,FALSE),VLOOKUP($B80,'Grid EFs'!$B$14:$F$167,4,FALSE))","v":1040.6667},{"$f":"IF(ISERROR(VLOOKUP($B80,'Grid EFs'!$B$14:$F$167,5,FALSE)),VLOOKUP($J80,'Grid EFs'!$B$4:$F$9,5,FALSE),VLOOKUP($B80,'Grid EFs'!$B$14:$F$167,5,FALSE))","v":359.07440000000003},0.1779,"N/A",2,{"$f":"IF(ISERROR(VLOOKUP($B80,LineLoss!$B$4:$C$147,2,FALSE)),VLOOKUP($J80,LineLoss!$E$4:$F$9,2,FALSE),VLOOKUP($B80,LineLoss!$B$4:$C$147,2,FALSE))","v":2.8281817890827204E-2},{"$f":"IF(ISNUMBER(MATCH(B80,'Grid EFs'!$B$14:$B$167,0)),\"\",\"*\")","v":""},"OECD Europe",null,0.1779,0.1779,0.1779,0.1779,0.1779,0.1779,0.1779,0.1779,0.1779,0.1779,0.1779,0.1779,0.1779,0.1779,0.1779,0.1779,0.1779,0.1779,0.1779,0.1779,0.1779,0.1779,0.1779,0.1779,0.1779,0.1779,0.1779,0.1779,0.1779,0.1779,0.1779,0.1779,0.1779,0.1779,0.1779,0.1779,0.1779,0.1779,0.1779,0.1779,0.1779,0.1779,0.1779,0.1779,0.1779,null,0.1779,0.1779,0.1779,0.1779,0.1779,0.1779,0.1779,0.1779,0.1779,0.1779,0.1779,0.1779,0.1779,0.1779,0.1779,0.1779,0.1779,0.1779,0.1779,0.1779,0.1779,0.1779,0.1779,0.1779,0.1779,0.1779,0.1779,0.1779,0.1779,0.1779,0.1779,0.1779,0.1779,0.1779,0.1779,0.1779,0.1779,0.1779,0.1779,0.1779,0.1779,0.1779,0.1779,0.1779,0.1779]
[null,"India","Republic of India","IN","IN","IND",356,20,77,"Asia",905.00592497628338,{"$f":"IF(ISERROR(VLOOKUP($B81,'Grid EFs'!$B$14:$F$167,3,FALSE)),VLOOKUP($J81,'Grid EFs'!$B$4:$F$9,3,FALSE),VLOOKUP($B81,'Grid EFs'!$B$14:$F$167,3,FALSE))","v":1218.9636},{"$f":"IF(ISERROR(VLOOKUP($B81,'Grid EFs'!$B$14:$F$167,4,FALSE)),VLOOKUP($J81,'Grid EFs'!$B$4:$F$9,4,FALSE),VLOOKUP($B81,'Grid EFs'!$B$14:$F$167,4,FALSE))","v":1098.298},{"$f":"IF(ISERROR(VLOOKUP($B81,'Grid EFs'!$B$14:$F$167,5,FALSE)),VLOOKUP($J81,'Grid EFs'!$B$4:$F$9,5,FALSE),VLOOKUP($B81,'Grid EFs'!$B$14:$F$167,5,FALSE))","v":440.04199999999997},926.09799999999996,905.00592497628338,5.23,{"$f":"IF(ISERROR(VLOOKUP($B81,LineLoss!$B$4:$C$147,2,FALSE)),VLOOKUP($J81,LineLoss!$E$4:$F$9,2,FALSE),VLOOKUP($B81,LineLoss!$B$4:$C$147,2,FALSE))","v":9.4936484643830046E-2},{"$f":"IF(ISNUMBER(MATCH(B81,'Grid EFs'!$B$14:$B$167,0)),\"\",\"*\")","v":""},"Non-OECD Asia",null,905.00592497628338,905.00592497628338,905.00592497628338,905.00592497628338,905.00592497628338,905.00592497628338,905.00592497628338,905.00592497628338,905.00592497628338,905.00592497628338,905.00592497628338,905.00592497628338,905.00592497628338,905.00592497628338,905.00592497628338,905.00592497628338,905.00592497628338,905.00592497628338,905.00592497628338,905.00592497628338,905.00592497628338,905.00592497628338,905.00592497628338,905.00592497628338,905.00592497628338,905.00592497628338,905.00592497628338,905.00592497628338,905.00592497628338,905.00592497628338,905.00592497628338,905.00592497628338,905.00592497628338,905.00592497628338,905.00592497628338,905.00592497628338,905.00592497628338,905.00592497628338,905.00592497628338,905.00592497628338,905.00592497628338,905.00592497628338,905.00592497628338,905.00592497628338,905.00592497628338,null,905.00592497628338,905.00592497628338,905.00592497628338,905.00592497628338,905.00592497628338,905.00592497628338,905.00592497628338,905.00592497628338,905.00592497628338,905.00592497628338,905.00592497628338,905.00592497628338,905.00592497628338,905.00592497628338,905.00592497628338,905.00592497628338,905.00592497628338,905.00592497628338,905.00592497628338,905.00592497628338,905.00592497628338,905.00592497628338,905.00592497628338,905.00592497628338,905.00592497628338,905.00592497628338,905.00592497628338,905.00592497628338,905.00592497628338,905.00592497628338,905.00592497628338,905.00592497628338,905.00592497628338,905.00592497628338,905.00592497628338,905.00592497628338,905.00592497628338,905.00592497628338,905.00592497628338,905.00592497628338,905.00592497628338,905.00592497628338,905.00592497628338,905.00592497628338,905.00592497628338]
[null,"Indonesia","Republic of Indonesia","ID","ID","IDN",360,-5,120,"Asia",777.71475409836069,{"$f":"IF(ISERROR(VLOOKUP($B82,'Grid EFs'!$B$14:$F$167,3,FALSE)),VLOOKUP($J82,'Grid EFs'!$B$4:$F$9,3,FALSE),VLOOKUP($B82,'Grid EFs'!$B$14:$F$167,3,FALSE))","v":1111.7001},{"$f":"IF(ISERROR(VLOOKUP($B82,'Grid EFs'!$B$14:$F$167,4,FALSE)),VLOOKUP($J82,'Grid EFs'!$B$4:$F$9,4,FALSE),VLOOKUP($B82,'Grid EFs'!$B$14:$F$167,4,FALSE))","v":869.32550000000003},{"$f":"IF(ISERROR(VLOOKUP($B82,'Grid EFs'!$B$14:$F$167,5,FALSE)),VLOOKUP($J82,'Grid EFs'!$B$4:$F$9,5,FALSE),VLOOKUP($B82,'Grid EFs'!$B$14:$F$167,5,FALSE))","v":529.69830000000002},809.18769999999995,777.71475409836069,5.05,{"$f":"IF(ISERROR(VLOOKUP($B82,LineLoss!$B$4:$C$147,2,FALSE)),VLOOKUP($J82,LineLoss!$E$4:$F$9,2,FALSE),VLOOKUP($B82,LineLoss!$B$4:$C$147,2,FALSE))","v":6.7548430769630338E-2},{"$f":"IF(ISNUMBER(MATCH(B82,'Grid EFs'!$B$14:$B$167,0)),\"\",\"*\")","v":""},"Non-OECD Asia",null,777.71475409836069,777.71475409836069,777.71475409836069,777.71475409836069,777.71475409836069,777.71475409836069,777.71475409836069,777.71475409836069,777.71475409836069,777.71475409836069,777.71475409836069,777.71475409836069,777.71475409836069,777.71475409836069,777.71475409836069,777.71475409836069,777.71475409836069,777.71475409836069,777.71475409836069,777.71475409836069,777.71475409836069,777.71475409836069,777.71475409836069,777.71475409836069,777.71475409836069,777.71475409836069,777.71475409836069,777.71475409836069,777.71475409836069,777.71475409836069,777.71475409836069,777.71475409836069,777.71475409836069,777.71475409836069,777.71475409836069,777.71475409836069,777.71475409836069,777.71475409836069,777.71475409836069,777.71475409836069,777.71475409836069,777.71475409836069,777.71475409836069,777.71475409836069,777.71475409836069,null,777.71475409836069,777.71475409836069,777.71475409836069,777.71475409836069,777.71475409836069,777.71475409836069,777.71475409836069,777.71475409836069,777.71475409836069,777.71475409836069,777.71475409836069,777.71475409836069,777.71475409836069,777.71475409836069,777.71475409836069,777.71475409836069,777.71475409836069,777.71475409836069,777.71475409836069,777.71475409836069,777.71475409836069,777.71475409836069,777.71475409836069,777.71475409836069,777.71475409836069,777.71475409836069,777.71475409836069,777.71475409836069,777.71475409836069,777.71475409836069,777.71475409836069,777.71475409836069,777.71475409836069,777.71475409836069,777.71475409836069,777.71475409836069,777.71475409836069,777.71475409836069,777.71475409836069,777.71475409836069,777.71475409836069,777.71475409836069,777.71475409836069,777.71475409836069,777.71475409836069]
[null,"Iran","Islamic Republic of Iran","IR","IR","IRN",364,32,53,"Asia",672.77,{"$f":"IF(ISERROR(VLOOKUP($B83,'Grid EFs'!$B$14:$F$167,3,FALSE)),VLOOKUP($J83,'Grid EFs'!$B$4:$F$9,3,FALSE),VLOOKUP($B83,'Grid EFs'!$B$14:$F$167,3,FALSE))","v":1144.2709},{"$f":"IF(ISERROR(VLOOKUP($B83,'Grid EFs'!$B$14:$F$167,4,FALSE)),VLOOKUP($J83,'Grid EFs'!$B$4:$F$9,4,FALSE),VLOOKUP($B83,'Grid EFs'!$B$14:$F$167,4,FALSE))","v":905.75850000000003},{"$f":"IF(ISERROR(VLOOKUP($B83,'Grid EFs'!$B$14:$F$167,5,FALSE)),VLOOKUP($J83,'Grid EFs'!$B$4:$F$9,5,FALSE),VLOOKUP($B83,'Grid EFs'!$B$14:$F$167,5,FALSE))","v":473.08449999999999},568.67899999999997,672.77,5.34,{"$f":"IF(ISERROR(VLOOKUP($B83,LineLoss!$B$4:$C$147,2,FALSE)),VLOOKUP($J83,LineLoss!$E$4:$F$9,2,FALSE),VLOOKUP($B83,LineLoss!$B$4:$C$147,2,FALSE))","v":8.531177294768473E-2},{"$f":"IF(ISNUMBER(MATCH(B83,'Grid EFs'!$B$14:$B$167,0)),\"\",\"*\")","v":""},"Middle East",null,672.77,672.77,672.77,672.77,672.77,672.77,672.77,672.77,672.77,672.77,672.77,672.77,672.77,672.77,672.77,672.77,672.77,672.77,672.77,672.77,672.77,672.77,672.77,672.77,672.77,672.77,672.77,672.77,672.77,672.77,{"$f":"$K83","v":672.77},672.77,672.77,672.77,672.77,672.77,672.77,672.77,672.77,672.77,672.77,672.77,672.77,672.77,672.77,null,672.77,672.77,672.77,672.77,672.77,672.77,672.77,672.77,672.77,672.77,672.77,672.77,672.77,672.77,672.77,672.77,672.77,672.77,672.77,672.77,672.77,672.77,672.77,672.77,672.77,672.77,672.77,672.77,672.77,672.77,672.77,672.77,672.77,672.77,672.77,672.77,672.77,672.77,672.77,672.77,672.77,672.77,672.77,672.77,672.77]
[null,"Iraq","Republic of Iraq","IZ","IQ","IRQ",368,33,44,"Asia",679.18018867924513,{"$f":"IF(ISERROR(VLOOKUP($B84,'Grid EFs'!$B$14:$F$167,3,FALSE)),VLOOKUP($J84,'Grid EFs'!$B$4:$F$9,3,FALSE),VLOOKUP($B84,'Grid EFs'!$B$14:$F$167,3,FALSE))","v":1144.2709},{"$f":"IF(ISERROR(VLOOKUP($B84,'Grid EFs'!$B$14:$F$167,4,FALSE)),VLOOKUP($J84,'Grid EFs'!$B$4:$F$9,4,FALSE),VLOOKUP($B84,'Grid EFs'!$B$14:$F$167,4,FALSE))","v":1945.5879},{"$f":"IF(ISERROR(VLOOKUP($B84,'Grid EFs'!$B$14:$F$167,5,FALSE)),VLOOKUP($J84,'Grid EFs'!$B$4:$F$9,5,FALSE),VLOOKUP($B84,'Grid EFs'!$B$14:$F$167,5,FALSE))","v":330.7998},907.31920000000002,679.18018867924513,5.0199999999999996,{"$f":"IF(ISERROR(VLOOKUP($B84,LineLoss!$B$4:$C$147,2,FALSE)),VLOOKUP($J84,LineLoss!$E$4:$F$9,2,FALSE),VLOOKUP($B84,LineLoss!$B$4:$C$147,2,FALSE))","v":0.12766128361792253},{"$f":"IF(ISNUMBER(MATCH(B84,'Grid EFs'!$B$14:$B$167,0)),\"\",\"*\")","v":""},"Middle East",null,679.18018867924513,679.18018867924513,679.18018867924513,679.18018867924513,679.18018867924513,679.18018867924513,679.18018867924513,679.18018867924513,679.18018867924513,679.18018867924513,679.18018867924513,679.18018867924513,679.18018867924513,679.18018867924513,679.18018867924513,679.18018867924513,{"$f":"$K84","v":679.18018867924513},679.18018867924513,679.18018867924513,679.18018867924513,679.18018867924513,679.18018867924513,679.18018867924513,679.18018867924513,679.18018867924513,679.18018867924513,679.18018867924513,679.18018867924513,679.18018867924513,679.18018867924513,679.18018867924513,679.18018867924513,679.18018867924513,679.18018867924513,679.18018867924513,679.18018867924513,679.18018867924513,679.18018867924513,679.18018867924513,679.18018867924513,679.18018867924513,679.18018867924513,679.18018867924513,679.18018867924513,679.18018867924513,null,{"$f":"$K84","v":679.18018867924513},679.18018867924513,679.18018867924513,679.18018867924513,679.18018867924513,679.18018867924513,679.18018867924513,679.18018867924513,679.18018867924513,679.18018867924513,{"$f":"$K84","v":679.18018867924513},679.18018867924513,679.18018867924513,679.18018867924513,679.18018867924513,679.18018867924513,679.18018867924513,679.18018867924513,679.18018867924513,679.18018867924513,679.18018867924513,679.18018867924513,679.18018867924513,679.18018867924513,679.18018867924513,679.18018867924513,{"$f":"$K84","v":679.18018867924513},679.18018867924513,679.18018867924513,679.18018867924513,679.18018867924513,679.18018867924513,679.18018867924513,679.18018867924513,679.18018867924513,679.18018867924513,679.18018867924513,679.18018867924513,679.18018867924513,679.18018867924513,679.18018867924513,679.18018867924513,{"$f":"$K84","v":679.18018867924513},679.18018867924513,679.18018867924513]
[null,"Ireland","Ireland","EI","IE","IRL",372,53,-8,"Europe",456.58359999999999,{"$f":"IF(ISERROR(VLOOKUP($B85,'Grid EFs'!$B$14:$F$167,3,FALSE)),VLOOKUP($J85,'Grid EFs'!$B$4:$F$9,3,FALSE),VLOOKUP($B85,'Grid EFs'!$B$14:$F$167,3,FALSE))","v":857.84320000000002},{"$f":"IF(ISERROR(VLOOKUP($B85,'Grid EFs'!$B$14:$F$167,4,FALSE)),VLOOKUP($J85,'Grid EFs'!$B$4:$F$9,4,FALSE),VLOOKUP($B85,'Grid EFs'!$B$14:$F$167,4,FALSE))","v":710.49},{"$f":"IF(ISERROR(VLOOKUP($B85,'Grid EFs'!$B$14:$F$167,5,FALSE)),VLOOKUP($J85,'Grid EFs'!$B$4:$F$9,5,FALSE),VLOOKUP($B85,'Grid EFs'!$B$14:$F$167,5,FALSE))","v":385.3494},456.58359999999999,"N/A",2.42,{"$f":"IF(ISERROR(VLOOKUP($B85,LineLoss!$B$4:$C$147,2,FALSE)),VLOOKUP($J85,LineLoss!$E$4:$F$9,2,FALSE),VLOOKUP($B85,LineLoss!$B$4:$C$147,2,FALSE))","v":5.9890561655961128E-2},{"$f":"IF(ISNUMBER(MATCH(B85,'Grid EFs'!$B$14:$B$167,0)),\"\",\"*\")","v":""},"OECD Europe",null,{"$f":"$K85","v":456.58359999999999},456.58359999999999,456.58359999999999,456.58359999999999,456.58359999999999,456.58359999999999,456.58359999999999,456.58359999999999,456.58359999999999,456.58359999999999,456.58359999999999,456.58359999999999,456.58359999999999,456.58359999999999,456.58359999999999,456.58359999999999,456.58359999999999,456.58359999999999,456.58359999999999,456.58359999999999,456.58359999999999,456.58359999999999,456.58359999999999,456.58359999999999,456.58359999999999,456.58359999999999,456.58359999999999,456.58359999999999,456.58359999999999,456.58359999999999,456.58359999999999,456.58359999999999,456.58359999999999,456.58359999999999,456.58359999999999,456.58359999999999,456.58359999999999,456.58359999999999,456.58359999999999,456.58359999999999,456.58359999999999,456.58359999999999,456.58359999999999,456.58359999999999,456.58359999999999,null,456.58359999999999,456.58359999999999,456.58359999999999,456.58359999999999,456.58359999999999,456.58359999999999,456.58359999999999,456.58359999999999,456.58359999999999,456.58359999999999,456.58359999999999,456.58359999999999,456.58359999999999,456.58359999999999,456.58359999999999,456.58359999999999,456.58359999999999,456.58359999999999,456.58359999999999,456.58359999999999,456.58359999999999,456.58359999999999,456.58359999999999,456.58359999999999,456.58359999999999,456.58359999999999,456.58359999999999,456.58359999999999,456.58359999999999,456.58359999999999,456.58359999999999,456.58359999999999,456.58359999999999,456.58359999999999,456.58359999999999,456.58359999999999,456.58359999999999,456.58359999999999,456.58359999999999,456.58359999999999,456.58359999999999,456.58359999999999,456.58359999999999,456.58359999999999,456.58359999999999]
[null,"Israel","State of Israel","IS","IL","ISR",376,31.5,34.75,"Asia",700.81263157894739,{"$f":"IF(ISERROR(VLOOKUP($B86,'Grid EFs'!$B$14:$F$167,3,FALSE)),VLOOKUP($J86,'Grid EFs'!$B$4:$F$9,3,FALSE),VLOOKUP($B86,'Grid EFs'!$B$14:$F$167,3,FALSE))","v":851.55619999999999},{"$f":"IF(ISERROR(VLOOKUP($B86,'Grid EFs'!$B$14:$F$167,4,FALSE)),VLOOKUP($J86,'Grid EFs'!$B$4:$F$9,4,FALSE),VLOOKUP($B86,'Grid EFs'!$B$14:$F$167,4,FALSE))","v":869.50779999999997},{"$f":"IF(ISERROR(VLOOKUP($B86,'Grid EFs'!$B$14:$F$167,5,FALSE)),VLOOKUP($J86,'Grid EFs'!$B$4:$F$9,5,FALSE),VLOOKUP($B86,'Grid EFs'!$B$14:$F$167,5,FALSE))","v":364.53910000000002},766.67169999999999,700.81263157894739,5.19,{"$f":"IF(ISERROR(VLOOKUP($B86,LineLoss!$B$4:$C$147,2,FALSE)),VLOOKUP($J86,LineLoss!$E$4:$F$9,2,FALSE),VLOOKUP($B86,LineLoss!$B$4:$C$147,2,FALSE))","v":2.9304993199727951E-2},{"$f":"IF(ISNUMBER(MATCH(B86,'Grid EFs'!$B$14:$B$167,0)),\"\",\"*\")","v":""},"OECD Europe",null,700.81263157894739,700.81263157894739,700.81263157894739,700.81263157894739,700.81263157894739,700.81263157894739,700.81263157894739,700.81263157894739,700.81263157894739,700.81263157894739,700.81263157894739,700.81263157894739,700.81263157894739,700.81263157894739,700.81263157894739,700.81263157894739,700.81263157894739,700.81263157894739,700.81263157894739,700.81263157894739,700.81263157894739,700.81263157894739,700.81263157894739,700.81263157894739,700.81263157894739,700.81263157894739,700.81263157894739,700.81263157894739,700.81263157894739,700.81263157894739,700.81263157894739,700.81263157894739,700.81263157894739,700.81263157894739,700.81263157894739,700.81263157894739,700.81263157894739,700.81263157894739,700.81263157894739,700.81263157894739,700.81263157894739,700.81263157894739,700.81263157894739,700.81263157894739,700.81263157894739,null,700.81263157894739,700.81263157894739,700.81263157894739,700.81263157894739,700.81263157894739,700.81263157894739,700.81263157894739,700.81263157894739,700.81263157894739,700.81263157894739,700.81263157894739,700.81263157894739,700.81263157894739,700.81263157894739,700.81263157894739,700.81263157894739,700.81263157894739,700.81263157894739,700.81263157894739,700.81263157894739,700.81263157894739,700.81263157894739,700.81263157894739,700.81263157894739,700.81263157894739,700.81263157894739,700.81263157894739,700.81263157894739,700.81263157894739,700.81263157894739,700.81263157894739,700.81263157894739,700.81263157894739,700.81263157894739,700.81263157894739,700.81263157894739,700.81263157894739,700.81263157894739,700.81263157894739,700.81263157894739,700.81263157894739,700.81263157894739,700.81263157894739,700.81263157894739,700.81263157894739]
[null,"Italy","Italian Republic","IT","IT","ITA",380,42.833300000000001,12.833299999999999,"Europe",385.04079999999999,{"$f":"IF(ISERROR(VLOOKUP($B87,'Grid EFs'!$B$14:$F$167,3,FALSE)),VLOOKUP($J87,'Grid EFs'!$B$4:$F$9,3,FALSE),VLOOKUP($B87,'Grid EFs'!$B$14:$F$167,3,FALSE))","v":900.39570000000003},{"$f":"IF(ISERROR(VLOOKUP($B87,'Grid EFs'!$B$14:$F$167,4,FALSE)),VLOOKUP($J87,'Grid EFs'!$B$4:$F$9,4,FALSE),VLOOKUP($B87,'Grid EFs'!$B$14:$F$167,4,FALSE))","v":757.4991},{"$f":"IF(ISERROR(VLOOKUP($B87,'Grid EFs'!$B$14:$F$167,5,FALSE)),VLOOKUP($J87,'Grid EFs'!$B$4:$F$9,5,FALSE),VLOOKUP($B87,'Grid EFs'!$B$14:$F$167,5,FALSE))","v":370.93520000000001},385.04079999999999,"N/A",3.75,{"$f":"IF(ISERROR(VLOOKUP($B87,LineLoss!$B$4:$C$147,2,FALSE)),VLOOKUP($J87,LineLoss!$E$4:$F$9,2,FALSE),VLOOKUP($B87,LineLoss!$B$4:$C$147,2,FALSE))","v":5.7985703238292274E-2},{"$f":"IF(ISNUMBER(MATCH(B87,'Grid EFs'!$B$14:$B$167,0)),\"\",\"*\")","v":""},"OECD Europe",null,385.04079999999999,385.04079999999999,385.04079999999999,385.04079999999999,385.04079999999999,385.04079999999999,385.04079999999999,385.04079999999999,385.04079999999999,385.04079999999999,385.04079999999999,385.04079999999999,385.04079999999999,385.04079999999999,385.04079999999999,385.04079999999999,385.04079999999999,385.04079999999999,385.04079999999999,385.04079999999999,385.04079999999999,385.04079999999999,385.04079999999999,385.04079999999999,385.04079999999999,385.04079999999999,385.04079999999999,385.04079999999999,385.04079999999999,385.04079999999999,385.04079999999999,385.04079999999999,385.04079999999999,385.04079999999999,385.04079999999999,385.04079999999999,385.04079999999999,385.04079999999999,385.04079999999999,385.04079999999999,385.04079999999999,385.04079999999999,385.04079999999999,385.04079999999999,385.04079999999999,null,385.04079999999999,385.04079999999999,385.04079999999999,385.04079999999999,385.04079999999999,385.04079999999999,385.04079999999999,385.04079999999999,385.04079999999999,385.04079999999999,385.04079999999999,385.04079999999999,385.04079999999999,385.04079999999999,385.04079999999999,385.04079999999999,385.04079999999999,385.04079999999999,385.04079999999999,385.04079999999999,385.04079999999999,385.04079999999999,385.04079999999999,385.04079999999999,385.04079999999999,385.04079999999999,385.04079999999999,385.04079999999999,385.04079999999999,385.04079999999999,385.04079999999999,385.04079999999999,385.04079999999999,385.04079999999999,385.04079999999999,385.04079999999999,385.04079999999999,385.04079999999999,385.04079999999999,385.04079999999999,385.04079999999999,385.04079999999999,385.04079999999999,385.04079999999999,385.04079999999999]
[null,"Jamaica","Jamaica","JM","JM","JAM",388,18.25,-77.5,"North America",783.2,{"$f":"IF(ISERROR(VLOOKUP($B88,'Grid EFs'!$B$14:$F$167,3,FALSE)),VLOOKUP($J88,'Grid EFs'!$B$4:$F$9,3,FALSE),VLOOKUP($B88,'Grid EFs'!$B$14:$F$167,3,FALSE))","v":1240.4880000000001},{"$f":"IF(ISERROR(VLOOKUP($B88,'Grid EFs'!$B$14:$F$167,4,FALSE)),VLOOKUP($J88,'Grid EFs'!$B$4:$F$9,4,FALSE),VLOOKUP($B88,'Grid EFs'!$B$14:$F$167,4,FALSE))","v":704.72829999999999},{"$f":"IF(ISERROR(VLOOKUP($B88,'Grid EFs'!$B$14:$F$167,5,FALSE)),VLOOKUP($J88,'Grid EFs'!$B$4:$F$9,5,FALSE),VLOOKUP($B88,'Grid EFs'!$B$14:$F$167,5,FALSE))","v":502.83659999999998},642.77409999999998,783.2,5.6,{"$f":"IF(ISERROR(VLOOKUP($B88,LineLoss!$B$4:$C$147,2,FALSE)),VLOOKUP($J88,LineLoss!$E$4:$F$9,2,FALSE),VLOOKUP($B88,LineLoss!$B$4:$C$147,2,FALSE))","v":0.10257433755508308},{"$f":"IF(ISNUMBER(MATCH(B88,'Grid EFs'!$B$14:$B$167,0)),\"\",\"*\")","v":""},"Latin America",null,783.2,783.2,783.2,783.2,783.2,783.2,783.2,783.2,783.2,783.2,783.2,783.2,783.2,783.2,783.2,783.2,783.2,783.2,783.2,783.2,783.2,783.2,783.2,783.2,783.2,783.2,783.2,783.2,783.2,783.2,783.2,783.2,783.2,783.2,783.2,783.2,783.2,783.2,783.2,783.2,783.2,783.2,783.2,783.2,783.2,null,783.2,783.2,783.2,783.2,783.2,783.2,783.2,783.2,783.2,783.2,783.2,783.2,783.2,783.2,783.2,783.2,783.2,783.2,783.2,783.2,783.2,783.2,783.2,783.2,783.2,783.2,783.2,783.2,783.2,783.2,783.2,783.2,783.2,783.2,783.2,783.2,783.2,783.2,783.2,783.2,783.2,783.2,783.2,783.2,783.2]
[null,"Japan","Japan","JA","JP","JPN",392,36,138,"Asia",846.53392083466008,{"$f":"IF(ISERROR(VLOOKUP($B89,'Grid EFs'!$B$14:$F$167,3,FALSE)),VLOOKUP($J89,'Grid EFs'!$B$4:$F$9,3,FALSE),VLOOKUP($B89,'Grid EFs'!$B$14:$F$167,3,FALSE))","v":908.60310000000004},{"$f":"IF(ISERROR(VLOOKUP($B89,'Grid EFs'!$B$14:$F$167,4,FALSE)),VLOOKUP($J89,'Grid EFs'!$B$4:$F$9,4,FALSE),VLOOKUP($B89,'Grid EFs'!$B$14:$F$167,4,FALSE))","v":613.74609999999996},{"$f":"IF(ISERROR(VLOOKUP($B89,'Grid EFs'!$B$14:$F$167,5,FALSE)),VLOOKUP($J89,'Grid EFs'!$B$4:$F$9,5,FALSE),VLOOKUP($B89,'Grid EFs'!$B$14:$F$167,5,FALSE))","v":437.642},550.88379999999995,846.53392083466008,3.63,{"$f":"IF(ISERROR(VLOOKUP($B89,LineLoss!$B$4:$C$147,2,FALSE)),VLOOKUP($J89,LineLoss!$E$4:$F$9,2,FALSE),VLOOKUP($B89,LineLoss!$B$4:$C$147,2,FALSE))","v":4.1804802630211163E-2},{"$f":"IF(ISNUMBER(MATCH(B89,'Grid EFs'!$B$14:$B$167,0)),\"\",\"*\")","v":""},"OECD Asia Oceania",null,846.53392083466008,846.53392083466008,846.53392083466008,846.53392083466008,846.53392083466008,846.53392083466008,846.53392083466008,846.53392083466008,846.53392083466008,846.53392083466008,846.53392083466008,846.53392083466008,846.53392083466008,846.53392083466008,846.53392083466008,846.53392083466008,846.53392083466008,846.53392083466008,846.53392083466008,846.53392083466008,846.53392083466008,846.53392083466008,846.53392083466008,846.53392083466008,846.53392083466008,846.53392083466008,846.53392083466008,846.53392083466008,846.53392083466008,846.53392083466008,846.53392083466008,846.53392083466008,846.53392083466008,846.53392083466008,846.53392083466008,846.53392083466008,846.53392083466008,846.53392083466008,846.53392083466008,846.53392083466008,846.53392083466008,846.53392083466008,846.53392083466008,846.53392083466008,846.53392083466008,null,846.53392083466008,846.53392083466008,846.53392083466008,846.53392083466008,846.53392083466008,846.53392083466008,846.53392083466008,846.53392083466008,846.53392083466008,846.53392083466008,846.53392083466008,846.53392083466008,846.53392083466008,846.53392083466008,846.53392083466008,846.53392083466008,846.53392083466008,846.53392083466008,846.53392083466008,846.53392083466008,846.53392083466008,846.53392083466008,846.53392083466008,846.53392083466008,846.53392083466008,846.53392083466008,846.53392083466008,846.53392083466008,846.53392083466008,846.53392083466008,846.53392083466008,846.53392083466008,846.53392083466008,846.53392083466008,846.53392083466008,846.53392083466008,846.53392083466008,846.53392083466008,846.53392083466008,846.53392083466008,846.53392083466008,846.53392083466008,846.53392083466008,846.53392083466008,846.53392083466008]
[null,"Jordan","Hashemite Kingdom of Jordan","JO","JO","JOR",400,31,36,"Asia",575.23333333333335,{"$f":"IF(ISERROR(VLOOKUP($B90,'Grid EFs'!$B$14:$F$167,3,FALSE)),VLOOKUP($J90,'Grid EFs'!$B$4:$F$9,3,FALSE),VLOOKUP($B90,'Grid EFs'!$B$14:$F$167,3,FALSE))","v":1144.2709},{"$f":"IF(ISERROR(VLOOKUP($B90,'Grid EFs'!$B$14:$F$167,4,FALSE)),VLOOKUP($J90,'Grid EFs'!$B$4:$F$9,4,FALSE),VLOOKUP($B90,'Grid EFs'!$B$14:$F$167,4,FALSE))","v":670.17309999999998},{"$f":"IF(ISERROR(VLOOKUP($B90,'Grid EFs'!$B$14:$F$167,5,FALSE)),VLOOKUP($J90,'Grid EFs'!$B$4:$F$9,5,FALSE),VLOOKUP($B90,'Grid EFs'!$B$14:$F$167,5,FALSE))","v":499.36489999999998},635.61580000000004,575.23333333333335,5.34,{"$f":"IF(ISERROR(VLOOKUP($B90,LineLoss!$B$4:$C$147,2,FALSE)),VLOOKUP($J90,LineLoss!$E$4:$F$9,2,FALSE),VLOOKUP($B90,LineLoss!$B$4:$C$147,2,FALSE))","v":8.4241217866165952E-2},{"$f":"IF(ISNUMBER(MATCH(B90,'Grid EFs'!$B$14:$B$167,0)),\"\",\"*\")","v":""},"Middle East",null,575.23333333333335,575.23333333333335,575.23333333333335,575.23333333333335,575.23333333333335,575.23333333333335,575.23333333333335,575.23333333333335,575.23333333333335,575.23333333333335,575.23333333333335,575.23333333333335,575.23333333333335,575.23333333333335,575.23333333333335,575.23333333333335,575.23333333333335,575.23333333333335,575.23333333333335,575.23333333333335,575.23333333333335,575.23333333333335,575.23333333333335,575.23333333333335,575.23333333333335,575.23333333333335,575.23333333333335,575.23333333333335,575.23333333333335,575.23333333333335,575.23333333333335,575.23333333333335,575.23333333333335,575.23333333333335,575.23333333333335,575.23333333333335,575.23333333333335,575.23333333333335,575.23333333333335,575.23333333333335,575.23333333333335,575.23333333333335,575.23333333333335,575.23333333333335,575.23333333333335,null,575.23333333333335,575.23333333333335,575.23333333333335,575.23333333333335,575.23333333333335,575.23333333333335,575.23333333333335,575.23333333333335,575.23333333333335,575.23333333333335,575.23333333333335,575.23333333333335,575.23333333333335,575.23333333333335,575.23333333333335,575.23333333333335,575.23333333333335,575.23333333333335,575.23333333333335,575.23333333333335,575.23333333333335,575.23333333333335,575.23333333333335,575.23333333333335,575.23333333333335,575.23333333333335,575.23333333333335,575.23333333333335,575.23333333333335,575.23333333333335,575.23333333333335,575.23333333333335,575.23333333333335,575.23333333333335,575.23333333333335,575.23333333333335,575.23333333333335,575.23333333333335,575.23333333333335,575.23333333333335,575.23333333333335,575.23333333333335,575.23333333333335,575.23333333333335,575.23333333333335]
[null,"Kazakhstan","Republic of Kazakhstan","KZ","KZ","KAZ",398,48,68,"Asia",846.53392083466008,{"$f":"IF(ISERROR(VLOOKUP($B91,'Grid EFs'!$B$14:$F$167,3,FALSE)),VLOOKUP($J91,'Grid EFs'!$B$4:$F$9,3,FALSE),VLOOKUP($B91,'Grid EFs'!$B$14:$F$167,3,FALSE))","v":491.55970000000002},{"$f":"IF(ISERROR(VLOOKUP($B91,'Grid EFs'!$B$14:$F$167,4,FALSE)),VLOOKUP($J91,'Grid EFs'!$B$4:$F$9,4,FALSE),VLOOKUP($B91,'Grid EFs'!$B$14:$F$167,4,FALSE))","v":301.59410000000003},{"$f":"IF(ISERROR(VLOOKUP($B91,'Grid EFs'!$B$14:$F$167,5,FALSE)),VLOOKUP($J91,'Grid EFs'!$B$4:$F$9,5,FALSE),VLOOKUP($B91,'Grid EFs'!$B$14:$F$167,5,FALSE))","v":573.98879999999997},460.87490000000003,846.53392083466008,3.83,{"$f":"IF(ISERROR(VLOOKUP($B91,LineLoss!$B$4:$C$147,2,FALSE)),VLOOKUP($J91,LineLoss!$E$4:$F$9,2,FALSE),VLOOKUP($B91,LineLoss!$B$4:$C$147,2,FALSE))","v":6.441055862536349E-2},{"$f":"IF(ISNUMBER(MATCH(B91,'Grid EFs'!$B$14:$B$167,0)),\"\",\"*\")","v":""},"Eastern Europe & Eurasia",null,846.53392083466008,846.53392083466008,846.53392083466008,846.53392083466008,846.53392083466008,846.53392083466008,846.53392083466008,846.53392083466008,846.53392083466008,846.53392083466008,846.53392083466008,846.53392083466008,846.53392083466008,846.53392083466008,846.53392083466008,846.53392083466008,846.53392083466008,846.53392083466008,846.53392083466008,846.53392083466008,846.53392083466008,846.53392083466008,846.53392083466008,846.53392083466008,846.53392083466008,846.53392083466008,846.53392083466008,846.53392083466008,846.53392083466008,846.53392083466008,846.53392083466008,846.53392083466008,846.53392083466008,846.53392083466008,846.53392083466008,846.53392083466008,846.53392083466008,846.53392083466008,846.53392083466008,846.53392083466008,846.53392083466008,846.53392083466008,846.53392083466008,846.53392083466008,846.53392083466008,null,846.53392083466008,846.53392083466008,846.53392083466008,846.53392083466008,846.53392083466008,846.53392083466008,846.53392083466008,846.53392083466008,846.53392083466008,846.53392083466008,846.53392083466008,846.53392083466008,846.53392083466008,846.53392083466008,846.53392083466008,846.53392083466008,846.53392083466008,846.53392083466008,846.53392083466008,846.53392083466008,846.53392083466008,846.53392083466008,846.53392083466008,846.53392083466008,846.53392083466008,846.53392083466008,846.53392083466008,846.53392083466008,846.53392083466008,846.53392083466008,846.53392083466008,846.53392083466008,846.53392083466008,846.53392083466008,846.53392083466008,846.53392083466008,846.53392083466008,846.53392083466008,846.53392083466008,846.53392083466008,846.53392083466008,846.53392083466008,846.53392083466008,846.53392083466008,846.53392083466008]
[null,"Kenya","Republic of Kenya","KE","KE","KEN",404,1,38,"Africa",582.54153846153838,{"$f":"IF(ISERROR(VLOOKUP($B92,'Grid EFs'!$B$14:$F$167,3,FALSE)),VLOOKUP($J92,'Grid EFs'!$B$4:$F$9,3,FALSE),VLOOKUP($B92,'Grid EFs'!$B$14:$F$167,3,FALSE))","v":974.53949999999998},{"$f":"IF(ISERROR(VLOOKUP($B92,'Grid EFs'!$B$14:$F$167,4,FALSE)),VLOOKUP($J92,'Grid EFs'!$B$4:$F$9,4,FALSE),VLOOKUP($B92,'Grid EFs'!$B$14:$F$167,4,FALSE))","v":898.12819999999999},{"$f":"IF(ISERROR(VLOOKUP($B92,'Grid EFs'!$B$14:$F$167,5,FALSE)),VLOOKUP($J92,'Grid EFs'!$B$4:$F$9,5,FALSE),VLOOKUP($B92,'Grid EFs'!$B$14:$F$167,5,FALSE))","v":456.774},223.17779999999999,582.54153846153838,6.08,{"$f":"IF(ISERROR(VLOOKUP($B92,LineLoss!$B$4:$C$147,2,FALSE)),VLOOKUP($J92,LineLoss!$E$4:$F$9,2,FALSE),VLOOKUP($B92,LineLoss!$B$4:$C$147,2,FALSE))","v":9.0117373839958784E-2},{"$f":"IF(ISNUMBER(MATCH(B92,'Grid EFs'!$B$14:$B$167,0)),\"\",\"*\")","v":""},"Africa",null,582.54153846153838,582.54153846153838,582.54153846153838,582.54153846153838,582.54153846153838,582.54153846153838,582.54153846153838,582.54153846153838,582.54153846153838,582.54153846153838,582.54153846153838,582.54153846153838,582.54153846153838,582.54153846153838,582.54153846153838,582.54153846153838,582.54153846153838,582.54153846153838,582.54153846153838,582.54153846153838,582.54153846153838,582.54153846153838,582.54153846153838,582.54153846153838,582.54153846153838,582.54153846153838,582.54153846153838,582.54153846153838,582.54153846153838,582.54153846153838,582.54153846153838,582.54153846153838,582.54153846153838,582.54153846153838,582.54153846153838,582.54153846153838,582.54153846153838,582.54153846153838,582.54153846153838,582.54153846153838,582.54153846153838,582.54153846153838,582.54153846153838,582.54153846153838,582.54153846153838,null,582.54153846153838,582.54153846153838,582.54153846153838,582.54153846153838,582.54153846153838,582.54153846153838,582.54153846153838,582.54153846153838,582.54153846153838,582.54153846153838,582.54153846153838,582.54153846153838,582.54153846153838,582.54153846153838,582.54153846153838,582.54153846153838,582.54153846153838,582.54153846153838,582.54153846153838,582.54153846153838,582.54153846153838,582.54153846153838,582.54153846153838,582.54153846153838,582.54153846153838,582.54153846153838,582.54153846153838,582.54153846153838,582.54153846153838,582.54153846153838,582.54153846153838,582.54153846153838,582.54153846153838,582.54153846153838,582.54153846153838,582.54153846153838,582.54153846153838,582.54153846153838,582.54153846153838,582.54153846153838,582.54153846153838,582.54153846153838,582.54153846153838,582.54153846153838,582.54153846153838]
[null,"Kiribati","Republic of Kiribati","KR","KI","KIR",296,1.4167000000000001,173,"Oceania",736.13379999999995,{"$f":"IF(ISERROR(VLOOKUP($B93,'Grid EFs'!$B$14:$F$167,3,FALSE)),VLOOKUP($J93,'Grid EFs'!$B$4:$F$9,3,FALSE),VLOOKUP($B93,'Grid EFs'!$B$14:$F$167,3,FALSE))","v":931.32029999999997},{"$f":"IF(ISERROR(VLOOKUP($B93,'Grid EFs'!$B$14:$F$167,4,FALSE)),VLOOKUP($J93,'Grid EFs'!$B$4:$F$9,4,FALSE),VLOOKUP($B93,'Grid EFs'!$B$14:$F$167,4,FALSE))","v":633.54280000000006},{"$f":"IF(ISERROR(VLOOKUP($B93,'Grid EFs'!$B$14:$F$167,5,FALSE)),VLOOKUP($J93,'Grid EFs'!$B$4:$F$9,5,FALSE),VLOOKUP($B93,'Grid EFs'!$B$14:$F$167,5,FALSE))","v":439.2518},736.13379999999995,"N/A",5.96,{"$f":"IF(ISERROR(VLOOKUP($B93,LineLoss!$B$4:$C$147,2,FALSE)),VLOOKUP($J93,LineLoss!$E$4:$F$9,2,FALSE),VLOOKUP($B93,LineLoss!$B$4:$C$147,2,FALSE))","v":5.2001785658027835E-2},{"$f":"IF(ISNUMBER(MATCH(B93,'Grid EFs'!$B$14:$B$167,0)),\"\",\"*\")","v":"*"},"Non-OECD Asia",null,736.13379999999995,736.13379999999995,736.13379999999995,736.13379999999995,736.13379999999995,736.13379999999995,736.13379999999995,736.13379999999995,736.13379999999995,736.13379999999995,736.13379999999995,736.13379999999995,736.13379999999995,736.13379999999995,736.13379999999995,736.13379999999995,736.13379999999995,736.13379999999995,736.13379999999995,736.13379999999995,736.13379999999995,736.13379999999995,736.13379999999995,736.13379999999995,736.13379999999995,736.13379999999995,736.13379999999995,736.13379999999995,736.13379999999995,736.13379999999995,736.13379999999995,736.13379999999995,736.13379999999995,736.13379999999995,736.13379999999995,736.13379999999995,736.13379999999995,736.13379999999995,736.13379999999995,736.13379999999995,736.13379999999995,736.13379999999995,736.13379999999995,736.13379999999995,736.13379999999995,null,736.13379999999995,736.13379999999995,736.13379999999995,736.13379999999995,736.13379999999995,736.13379999999995,736.13379999999995,736.13379999999995,736.13379999999995,736.13379999999995,736.13379999999995,736.13379999999995,736.13379999999995,736.13379999999995,736.13379999999995,736.13379999999995,736.13379999999995,736.13379999999995,736.13379999999995,736.13379999999995,736.13379999999995,736.13379999999995,736.13379999999995,736.13379999999995,736.13379999999995,736.13379999999995,736.13379999999995,736.13379999999995,736.13379999999995,736.13379999999995,736.13379999999995,736.13379999999995,736.13379999999995,736.13379999999995,736.13379999999995,736.13379999999995,736.13379999999995,736.13379999999995,736.13379999999995,736.13379999999995,736.13379999999995,736.13379999999995,736.13379999999995,736.13379999999995,736.13379999999995]
[null,"Korea, North","Democratic People's Republic of Korea","KN","KP","PRK",408,40,127,"Asia",911.65,{"$f":"IF(ISERROR(VLOOKUP($B94,'Grid EFs'!$B$14:$F$167,3,FALSE)),VLOOKUP($J94,'Grid EFs'!$B$4:$F$9,3,FALSE),VLOOKUP($B94,'Grid EFs'!$B$14:$F$167,3,FALSE))","v":1255.8557000000001},{"$f":"IF(ISERROR(VLOOKUP($B94,'Grid EFs'!$B$14:$F$167,4,FALSE)),VLOOKUP($J94,'Grid EFs'!$B$4:$F$9,4,FALSE),VLOOKUP($B94,'Grid EFs'!$B$14:$F$167,4,FALSE))","v":1380.2612999999999},{"$f":"IF(ISERROR(VLOOKUP($B94,'Grid EFs'!$B$14:$F$167,5,FALSE)),VLOOKUP($J94,'Grid EFs'!$B$4:$F$9,5,FALSE),VLOOKUP($B94,'Grid EFs'!$B$14:$F$167,5,FALSE))","v":451.97480000000002},378.04820000000001,911.65,4.03,{"$f":"IF(ISERROR(VLOOKUP($B94,LineLoss!$B$4:$C$147,2,FALSE)),VLOOKUP($J94,LineLoss!$E$4:$F$9,2,FALSE),VLOOKUP($B94,LineLoss!$B$4:$C$147,2,FALSE))","v":8.7624497301248452E-2},{"$f":"IF(ISNUMBER(MATCH(B94,'Grid EFs'!$B$14:$B$167,0)),\"\",\"*\")","v":""},"Non-OECD Asia",null,911.65,911.65,911.65,911.65,911.65,911.65,911.65,911.65,911.65,911.65,911.65,911.65,911.65,911.65,911.65,911.65,911.65,911.65,911.65,911.65,911.65,911.65,911.65,911.65,911.65,911.65,911.65,911.65,911.65,911.65,911.65,911.65,911.65,911.65,911.65,911.65,911.65,911.65,911.65,911.65,911.65,911.65,911.65,911.65,911.65,null,{"$f":"$K94","v":911.65},911.65,911.65,911.65,911.65,911.65,911.65,911.65,911.65,911.65,{"$f":"$K94","v":911.65},911.65,911.65,911.65,911.65,911.65,911.65,911.65,911.65,911.65,911.65,911.65,911.65,911.65,911.65,911.65,911.65,911.65,911.65,911.65,911.65,911.65,911.65,911.65,911.65,911.65,911.65,911.65,911.65,911.65,911.65,911.65,911.65,911.65,911.65]
[null,"Korea, South","Republic of Korea","KS","KR","KOR",410,37,127.5,"Asia",625.37875000000008,{"$f":"IF(ISERROR(VLOOKUP($B95,'Grid EFs'!$B$14:$F$167,3,FALSE)),VLOOKUP($J95,'Grid EFs'!$B$4:$F$9,3,FALSE),VLOOKUP($B95,'Grid EFs'!$B$14:$F$167,3,FALSE))","v":924.70600000000002},{"$f":"IF(ISERROR(VLOOKUP($B95,'Grid EFs'!$B$14:$F$167,4,FALSE)),VLOOKUP($J95,'Grid EFs'!$B$4:$F$9,4,FALSE),VLOOKUP($B95,'Grid EFs'!$B$14:$F$167,4,FALSE))","v":649.11210000000005},{"$f":"IF(ISERROR(VLOOKUP($B95,'Grid EFs'!$B$14:$F$167,5,FALSE)),VLOOKUP($J95,'Grid EFs'!$B$4:$F$9,5,FALSE),VLOOKUP($B95,'Grid EFs'!$B$14:$F$167,5,FALSE))","v":419.58620000000002},540.3365,625.37875000000008,3.88,{"$f":"IF(ISERROR(VLOOKUP($B95,LineLoss!$B$4:$C$147,2,FALSE)),VLOOKUP($J95,LineLoss!$E$4:$F$9,2,FALSE),VLOOKUP($B95,LineLoss!$B$4:$C$147,2,FALSE))","v":3.2314563389374634E-2},{"$f":"IF(ISNUMBER(MATCH(B95,'Grid EFs'!$B$14:$B$167,0)),\"\",\"*\")","v":""},"OECD Asia Oceania",null,625.37875000000008,625.37875000000008,625.37875000000008,625.37875000000008,625.37875000000008,625.37875000000008,625.37875000000008,625.37875000000008,625.37875000000008,625.37875000000008,625.37875000000008,625.37875000000008,625.37875000000008,625.37875000000008,625.37875000000008,625.37875000000008,625.37875000000008,625.37875000000008,625.37875000000008,625.37875000000008,625.37875000000008,625.37875000000008,625.37875000000008,625.37875000000008,625.37875000000008,625.37875000000008,625.37875000000008,625.37875000000008,625.37875000000008,625.37875000000008,625.37875000000008,625.37875000000008,625.37875000000008,625.37875000000008,625.37875000000008,625.37875000000008,625.37875000000008,625.37875000000008,625.37875000000008,625.37875000000008,625.37875000000008,625.37875000000008,625.37875000000008,625.37875000000008,625.37875000000008,null,625.37875000000008,625.37875000000008,625.37875000000008,625.37875000000008,625.37875000000008,625.37875000000008,625.37875000000008,625.37875000000008,625.37875000000008,625.37875000000008,625.37875000000008,625.37875000000008,625.37875000000008,625.37875000000008,625.37875000000008,625.37875000000008,625.37875000000008,625.37875000000008,625.37875000000008,625.37875000000008,625.37875000000008,625.37875000000008,625.37875000000008,625.37875000000008,625.37875000000008,625.37875000000008,625.37875000000008,625.37875000000008,625.37875000000008,625.37875000000008,625.37875000000008,625.37875000000008,625.37875000000008,625.37875000000008,625.37875000000008,625.37875000000008,625.37875000000008,625.37875000000008,625.37875000000008,625.37875000000008,625.37875000000008,625.37875000000008,625.37875000000008,625.37875000000008,625.37875000000008]
[null,"Kosovo","Republic of Kosovo","KV","RS","XKX",null,42,21,"Europe",1026.3259,{"$f":"IF(ISERROR(VLOOKUP($B96,'Grid EFs'!$B$14:$F$167,3,FALSE)),VLOOKUP($J96,'Grid EFs'!$B$4:$F$9,3,FALSE),VLOOKUP($B96,'Grid EFs'!$B$14:$F$167,3,FALSE))","v":1040.9362000000001},{"$f":"IF(ISERROR(VLOOKUP($B96,'Grid EFs'!$B$14:$F$167,4,FALSE)),VLOOKUP($J96,'Grid EFs'!$B$4:$F$9,4,FALSE),VLOOKUP($B96,'Grid EFs'!$B$14:$F$167,4,FALSE))","v":1110.4793999999999},{"$f":"IF(ISERROR(VLOOKUP($B96,'Grid EFs'!$B$14:$F$167,5,FALSE)),VLOOKUP($J96,'Grid EFs'!$B$4:$F$9,5,FALSE),VLOOKUP($B96,'Grid EFs'!$B$14:$F$167,5,FALSE))","v":527.41980000000001},1026.3259,"N/A",3.74,{"$f":"IF(ISERROR(VLOOKUP($B96,LineLoss!$B$4:$C$147,2,FALSE)),VLOOKUP($J96,LineLoss!$E$4:$F$9,2,FALSE),VLOOKUP($B96,LineLoss!$B$4:$C$147,2,FALSE))","v":8.9069375133888309E-2},{"$f":"IF(ISNUMBER(MATCH(B96,'Grid EFs'!$B$14:$B$167,0)),\"\",\"*\")","v":""},"Non-OECD",null,1026.3259,1026.3259,1026.3259,1026.3259,1026.3259,1026.3259,1026.3259,1026.3259,1026.3259,1026.3259,1026.3259,1026.3259,1026.3259,1026.3259,1026.3259,1026.3259,1026.3259,1026.3259,1026.3259,1026.3259,1026.3259,1026.3259,1026.3259,1026.3259,1026.3259,1026.3259,1026.3259,1026.3259,1026.3259,1026.3259,1026.3259,1026.3259,1026.3259,1026.3259,1026.3259,1026.3259,1026.3259,1026.3259,1026.3259,1026.3259,1026.3259,1026.3259,1026.3259,1026.3259,1026.3259,null,1026.3259,1026.3259,1026.3259,1026.3259,1026.3259,1026.3259,1026.3259,1026.3259,1026.3259,1026.3259,1026.3259,1026.3259,1026.3259,1026.3259,1026.3259,1026.3259,1026.3259,1026.3259,1026.3259,1026.3259,1026.3259,1026.3259,1026.3259,1026.3259,1026.3259,1026.3259,1026.3259,1026.3259,1026.3259,1026.3259,1026.3259,1026.3259,1026.3259,1026.3259,1026.3259,1026.3259,1026.3259,1026.3259,1026.3259,1026.3259,1026.3259,1026.3259,1026.3259,1026.3259,1026.3259]
[null,"Kuwait","State of Kuwait","KU","KW","KWT",414,29.337499999999999,47.658099999999997,"Asia",780,{"$f":"IF(ISERROR(VLOOKUP($B97,'Grid EFs'!$B$14:$F$167,3,FALSE)),VLOOKUP($J97,'Grid EFs'!$B$4:$F$9,3,FALSE),VLOOKUP($B97,'Grid EFs'!$B$14:$F$167,3,FALSE))","v":1144.2709},{"$f":"IF(ISERROR(VLOOKUP($B97,'Grid EFs'!$B$14:$F$167,4,FALSE)),VLOOKUP($J97,'Grid EFs'!$B$4:$F$9,4,FALSE),VLOOKUP($B97,'Grid EFs'!$B$14:$F$167,4,FALSE))","v":842.09519999999998},{"$f":"IF(ISERROR(VLOOKUP($B97,'Grid EFs'!$B$14:$F$167,5,FALSE)),VLOOKUP($J97,'Grid EFs'!$B$4:$F$9,5,FALSE),VLOOKUP($B97,'Grid EFs'!$B$14:$F$167,5,FALSE))","v":573.92409999999995},744.97059999999999,780,5.57,{"$f":"IF(ISERROR(VLOOKUP($B97,LineLoss!$B$4:$C$147,2,FALSE)),VLOOKUP($J97,LineLoss!$E$4:$F$9,2,FALSE),VLOOKUP($B97,LineLoss!$B$4:$C$147,2,FALSE))","v":8.1267237119299576E-2},{"$f":"IF(ISNUMBER(MATCH(B97,'Grid EFs'!$B$14:$B$167,0)),\"\",\"*\")","v":""},"Middle East",null,780,780,780,780,780,780,780,780,780,780,780,780,780,780,780,780,780,780,780,780,780,780,780,780,780,780,780,780,780,780,780,780,780,780,780,780,780,780,780,780,780,780,780,780,780,null,780,780,780,780,780,780,780,780,780,780,780,780,780,780,780,780,780,780,780,780,780,780,780,780,780,780,780,780,780,780,780,780,780,780,780,780,780,780,780,780,780,780,780,780,780]
[null,"Kyrgyzstan","Kyrgyz Republic","KG","KG","KGZ",417,41,75,"Asia",846.53392083466008,{"$f":"IF(ISERROR(VLOOKUP($B98,'Grid EFs'!$B$14:$F$167,3,FALSE)),VLOOKUP($J98,'Grid EFs'!$B$4:$F$9,3,FALSE),VLOOKUP($B98,'Grid EFs'!$B$14:$F$167,3,FALSE))","v":443.45170000000002},{"$f":"IF(ISERROR(VLOOKUP($B98,'Grid EFs'!$B$14:$F$167,4,FALSE)),VLOOKUP($J98,'Grid EFs'!$B$4:$F$9,4,FALSE),VLOOKUP($B98,'Grid EFs'!$B$14:$F$167,4,FALSE))","v":936.13329999999996},{"$f":"IF(ISERROR(VLOOKUP($B98,'Grid EFs'!$B$14:$F$167,5,FALSE)),VLOOKUP($J98,'Grid EFs'!$B$4:$F$9,5,FALSE),VLOOKUP($B98,'Grid EFs'!$B$14:$F$167,5,FALSE))","v":448.21289999999999},34.786499999999997,846.53392083466008,4.4000000000000004,{"$f":"IF(ISERROR(VLOOKUP($B98,LineLoss!$B$4:$C$147,2,FALSE)),VLOOKUP($J98,LineLoss!$E$4:$F$9,2,FALSE),VLOOKUP($B98,LineLoss!$B$4:$C$147,2,FALSE))","v":0.10150764628784838},{"$f":"IF(ISNUMBER(MATCH(B98,'Grid EFs'!$B$14:$B$167,0)),\"\",\"*\")","v":""},"Eastern Europe & Eurasia",null,846.53392083466008,846.53392083466008,846.53392083466008,846.53392083466008,846.53392083466008,846.53392083466008,846.53392083466008,846.53392083466008,846.53392083466008,846.53392083466008,846.53392083466008,846.53392083466008,846.53392083466008,846.53392083466008,846.53392083466008,846.53392083466008,846.53392083466008,846.53392083466008,846.53392083466008,846.53392083466008,846.53392083466008,846.53392083466008,846.53392083466008,846.53392083466008,846.53392083466008,846.53392083466008,846.53392083466008,846.53392083466008,846.53392083466008,846.53392083466008,846.53392083466008,846.53392083466008,846.53392083466008,846.53392083466008,846.53392083466008,846.53392083466008,846.53392083466008,846.53392083466008,846.53392083466008,846.53392083466008,846.53392083466008,846.53392083466008,846.53392083466008,846.53392083466008,846.53392083466008,null,846.53392083466008,846.53392083466008,846.53392083466008,846.53392083466008,846.53392083466008,846.53392083466008,846.53392083466008,846.53392083466008,846.53392083466008,846.53392083466008,846.53392083466008,846.53392083466008,846.53392083466008,846.53392083466008,846.53392083466008,846.53392083466008,846.53392083466008,846.53392083466008,846.53392083466008,846.53392083466008,846.53392083466008,846.53392083466008,846.53392083466008,846.53392083466008,846.53392083466008,846.53392083466008,846.53392083466008,846.53392083466008,846.53392083466008,846.53392083466008,846.53392083466008,846.53392083466008,846.53392083466008,846.53392083466008,846.53392083466008,846.53392083466008,846.53392083466008,846.53392083466008,846.53392083466008,846.53392083466008,846.53392083466008,846.53392083466008,846.53392083466008,846.53392083466008,846.53392083466008]
[null,"Laos","Lao People's Democratic Republic","LA","LA","LAO",418,18,105,"Asia",573.90190476190469,{"$f":"IF(ISERROR(VLOOKUP($B99,'Grid EFs'!$B$14:$F$167,3,FALSE)),VLOOKUP($J99,'Grid EFs'!$B$4:$F$9,3,FALSE),VLOOKUP($B99,'Grid EFs'!$B$14:$F$167,3,FALSE))","v":1144.2709},{"$f":"IF(ISERROR(VLOOKUP($B99,'Grid EFs'!$B$14:$F$167,4,FALSE)),VLOOKUP($J99,'Grid EFs'!$B$4:$F$9,4,FALSE),VLOOKUP($B99,'Grid EFs'!$B$14:$F$167,4,FALSE))","v":843.06479999999999},{"$f":"IF(ISERROR(VLOOKUP($B99,'Grid EFs'!$B$14:$F$167,5,FALSE)),VLOOKUP($J99,'Grid EFs'!$B$4:$F$9,5,FALSE),VLOOKUP($B99,'Grid EFs'!$B$14:$F$167,5,FALSE))","v":451.97480000000002},736.13379999999995,573.90190476190469,4.01,{"$f":"IF(ISERROR(VLOOKUP($B99,LineLoss!$B$4:$C$147,2,FALSE)),VLOOKUP($J99,LineLoss!$E$4:$F$9,2,FALSE),VLOOKUP($B99,LineLoss!$B$4:$C$147,2,FALSE))","v":5.7300046286854894E-2},{"$f":"IF(ISNUMBER(MATCH(B99,'Grid EFs'!$B$14:$B$167,0)),\"\",\"*\")","v":"*"},"Non-OECD Asia",null,573.90190476190469,573.90190476190469,573.90190476190469,573.90190476190469,573.90190476190469,573.90190476190469,573.90190476190469,573.90190476190469,573.90190476190469,573.90190476190469,573.90190476190469,573.90190476190469,573.90190476190469,573.90190476190469,573.90190476190469,573.90190476190469,573.90190476190469,573.90190476190469,573.90190476190469,573.90190476190469,573.90190476190469,573.90190476190469,573.90190476190469,573.90190476190469,573.90190476190469,573.90190476190469,573.90190476190469,573.90190476190469,573.90190476190469,573.90190476190469,573.90190476190469,{"$f":"$K99","v":573.90190476190469},573.90190476190469,573.90190476190469,573.90190476190469,573.90190476190469,573.90190476190469,573.90190476190469,573.90190476190469,573.90190476190469,573.90190476190469,573.90190476190469,573.90190476190469,573.90190476190469,573.90190476190469,null,573.90190476190469,573.90190476190469,573.90190476190469,573.90190476190469,573.90190476190469,573.90190476190469,573.90190476190469,573.90190476190469,573.90190476190469,573.90190476190469,573.90190476190469,573.90190476190469,573.90190476190469,573.90190476190469,573.90190476190469,573.90190476190469,573.90190476190469,573.90190476190469,573.90190476190469,573.90190476190469,573.90190476190469,573.90190476190469,573.90190476190469,573.90190476190469,573.90190476190469,573.90190476190469,573.90190476190469,573.90190476190469,573.90190476190469,573.90190476190469,573.90190476190469,573.90190476190469,573.90190476190469,573.90190476190469,573.90190476190469,573.90190476190469,573.90190476190469,573.90190476190469,573.90190476190469,573.90190476190469,573.90190476190469,573.90190476190469,573.90190476190469,573.90190476190469,573.90190476190469]
[null,"Latvia","Republic of Latvia","LG","LV","LVA",428,57,25,"Europe",91.083699999999993,{"$f":"IF(ISERROR(VLOOKUP($B100,'Grid EFs'!$B$14:$F$167,3,FALSE)),VLOOKUP($J100,'Grid EFs'!$B$4:$F$9,3,FALSE),VLOOKUP($B100,'Grid EFs'!$B$14:$F$167,3,FALSE))","v":919.05070000000001},{"$f":"IF(ISERROR(VLOOKUP($B100,'Grid EFs'!$B$14:$F$167,4,FALSE)),VLOOKUP($J100,'Grid EFs'!$B$4:$F$9,4,FALSE),VLOOKUP($B100,'Grid EFs'!$B$14:$F$167,4,FALSE))","v":702.46960000000001},{"$f":"IF(ISERROR(VLOOKUP($B100,'Grid EFs'!$B$14:$F$167,5,FALSE)),VLOOKUP($J100,'Grid EFs'!$B$4:$F$9,5,FALSE),VLOOKUP($B100,'Grid EFs'!$B$14:$F$167,5,FALSE))","v":256.64830000000001},91.083699999999993,"N/A",2.91,{"$f":"IF(ISERROR(VLOOKUP($B100,LineLoss!$B$4:$C$147,2,FALSE)),VLOOKUP($J100,LineLoss!$E$4:$F$9,2,FALSE),VLOOKUP($B100,LineLoss!$B$4:$C$147,2,FALSE))","v":7.2143457753547496E-2},{"$f":"IF(ISNUMBER(MATCH(B100,'Grid EFs'!$B$14:$B$167,0)),\"\",\"*\")","v":""},"Eastern Europe & Eurasia",null,91.083699999999993,91.083699999999993,91.083699999999993,91.083699999999993,91.083699999999993,91.083699999999993,91.083699999999993,91.083699999999993,91.083699999999993,91.083699999999993,91.083699999999993,91.083699999999993,91.083699999999993,91.083699999999993,91.083699999999993,{"$f":"$K100","v":91.083699999999993},91.083699999999993,91.083699999999993,91.083699999999993,91.083699999999993,91.083699999999993,91.083699999999993,91.083699999999993,91.083699999999993,91.083699999999993,91.083699999999993,91.083699999999993,91.083699999999993,91.083699999999993,91.083699999999993,91.083699999999993,91.083699999999993,91.083699999999993,91.083699999999993,91.083699999999993,91.083699999999993,91.083699999999993,91.083699999999993,91.083699999999993,91.083699999999993,91.083699999999993,91.083699999999993,91.083699999999993,91.083699999999993,91.083699999999993,null,91.083699999999993,91.083699999999993,91.083699999999993,91.083699999999993,91.083699999999993,91.083699999999993,91.083699999999993,91.083699999999993,91.083699999999993,91.083699999999993,91.083699999999993,91.083699999999993,91.083699999999993,91.083699999999993,91.083699999999993,91.083699999999993,91.083699999999993,91.083699999999993,91.083699999999993,91.083699999999993,91.083699999999993,91.083699999999993,91.083699999999993,91.083699999999993,91.083699999999993,91.083699999999993,{"$f":"$K100","v":91.083699999999993},91.083699999999993,91.083699999999993,91.083699999999993,91.083699999999993,91.083699999999993,91.083699999999993,91.083699999999993,91.083699999999993,91.083699999999993,91.083699999999993,91.083699999999993,91.083699999999993,91.083699999999993,91.083699999999993,91.083699999999993,{"$f":"$K100","v":91.083699999999993},91.083699999999993,91.083699999999993]
[null,"Lebanon","Lebanese Republic","LE","LB","LBN",422,33.833300000000001,35.833300000000001,"Asia",650,{"$f":"IF(ISERROR(VLOOKUP($B101,'Grid EFs'!$B$14:$F$167,3,FALSE)),VLOOKUP($J101,'Grid EFs'!$B$4:$F$9,3,FALSE),VLOOKUP($B101,'Grid EFs'!$B$14:$F$167,3,FALSE))","v":1144.2709},{"$f":"IF(ISERROR(VLOOKUP($B101,'Grid EFs'!$B$14:$F$167,4,FALSE)),VLOOKUP($J101,'Grid EFs'!$B$4:$F$9,4,FALSE),VLOOKUP($B101,'Grid EFs'!$B$14:$F$167,4,FALSE))","v":864.34829999999999},{"$f":"IF(ISERROR(VLOOKUP($B101,'Grid EFs'!$B$14:$F$167,5,FALSE)),VLOOKUP($J101,'Grid EFs'!$B$4:$F$9,5,FALSE),VLOOKUP($B101,'Grid EFs'!$B$14:$F$167,5,FALSE))","v":547.42639999999994},805.64070000000004,650,4.93,{"$f":"IF(ISERROR(VLOOKUP($B101,LineLoss!$B$4:$C$147,2,FALSE)),VLOOKUP($J101,LineLoss!$E$4:$F$9,2,FALSE),VLOOKUP($B101,LineLoss!$B$4:$C$147,2,FALSE))","v":7.4354580078326668E-2},{"$f":"IF(ISNUMBER(MATCH(B101,'Grid EFs'!$B$14:$B$167,0)),\"\",\"*\")","v":""},"Middle East",null,{"$f":"$K101","v":650},650,650,650,650,650,650,650,650,650,650,650,650,650,650,650,650,650,650,650,650,650,650,650,650,650,650,650,650,650,650,650,650,650,650,650,650,650,650,650,650,650,650,650,650,null,650,650,650,650,650,650,650,650,650,650,650,650,650,650,650,650,650,650,650,650,650,650,650,650,650,650,650,650,650,650,650,650,650,650,650,650,650,650,650,650,650,650,650,650,650]
[null,"Lesotho","Kingdom of Lesotho","LT","LS","LSO",426,-29.5,28.5,"Africa",720.02358500000003,{"$f":"IF(ISERROR(VLOOKUP($B102,'Grid EFs'!$B$14:$F$167,3,FALSE)),VLOOKUP($J102,'Grid EFs'!$B$4:$F$9,3,FALSE),VLOOKUP($B102,'Grid EFs'!$B$14:$F$167,3,FALSE))","v":974.53949999999998},{"$f":"IF(ISERROR(VLOOKUP($B102,'Grid EFs'!$B$14:$F$167,4,FALSE)),VLOOKUP($J102,'Grid EFs'!$B$4:$F$9,4,FALSE),VLOOKUP($B102,'Grid EFs'!$B$14:$F$167,4,FALSE))","v":833.97270000000003},{"$f":"IF(ISERROR(VLOOKUP($B102,'Grid EFs'!$B$14:$F$167,5,FALSE)),VLOOKUP($J102,'Grid EFs'!$B$4:$F$9,5,FALSE),VLOOKUP($B102,'Grid EFs'!$B$14:$F$167,5,FALSE))","v":456.774},597.66229999999996,720.02358500000003,5.13,{"$f":"IF(ISERROR(VLOOKUP($B102,LineLoss!$B$4:$C$147,2,FALSE)),VLOOKUP($J102,LineLoss!$E$4:$F$9,2,FALSE),VLOOKUP($B102,LineLoss!$B$4:$C$147,2,FALSE))","v":7.571494692664206E-2},{"$f":"IF(ISNUMBER(MATCH(B102,'Grid EFs'!$B$14:$B$167,0)),\"\",\"*\")","v":"*"},"Africa",null,720.02358500000003,720.02358500000003,720.02358500000003,720.02358500000003,720.02358500000003,720.02358500000003,720.02358500000003,720.02358500000003,720.02358500000003,720.02358500000003,720.02358500000003,720.02358500000003,720.02358500000003,720.02358500000003,720.02358500000003,720.02358500000003,720.02358500000003,720.02358500000003,720.02358500000003,720.02358500000003,720.02358500000003,720.02358500000003,720.02358500000003,720.02358500000003,720.02358500000003,720.02358500000003,720.02358500000003,720.02358500000003,720.02358500000003,720.02358500000003,720.02358500000003,720.02358500000003,720.02358500000003,720.02358500000003,720.02358500000003,720.02358500000003,720.02358500000003,720.02358500000003,720.02358500000003,720.02358500000003,720.02358500000003,720.02358500000003,720.02358500000003,720.02358500000003,720.02358500000003,null,720.02358500000003,720.02358500000003,720.02358500000003,720.02358500000003,720.02358500000003,720.02358500000003,720.02358500000003,720.02358500000003,720.02358500000003,720.02358500000003,720.02358500000003,720.02358500000003,720.02358500000003,720.02358500000003,720.02358500000003,720.02358500000003,720.02358500000003,720.02358500000003,720.02358500000003,720.02358500000003,720.02358500000003,720.02358500000003,720.02358500000003,720.02358500000003,720.02358500000003,720.02358500000003,720.02358500000003,720.02358500000003,720.02358500000003,720.02358500000003,720.02358500000003,720.02358500000003,720.02358500000003,720.02358500000003,720.02358500000003,720.02358500000003,720.02358500000003,720.02358500000003,720.02358500000003,720.02358500000003,720.02358500000003,720.02358500000003,720.02358500000003,720.02358500000003,720.02358500000003]
[null,"Liberia","Republic of Liberia","LI","LR","LBR",430,6.5,-9.5,"Africa",720.02358500000003,{"$f":"IF(ISERROR(VLOOKUP($B103,'Grid EFs'!$B$14:$F$167,3,FALSE)),VLOOKUP($J103,'Grid EFs'!$B$4:$F$9,3,FALSE),VLOOKUP($B103,'Grid EFs'!$B$14:$F$167,3,FALSE))","v":974.53949999999998},{"$f":"IF(ISERROR(VLOOKUP($B103,'Grid EFs'!$B$14:$F$167,4,FALSE)),VLOOKUP($J103,'Grid EFs'!$B$4:$F$9,4,FALSE),VLOOKUP($B103,'Grid EFs'!$B$14:$F$167,4,FALSE))","v":833.97270000000003},{"$f":"IF(ISERROR(VLOOKUP($B103,'Grid EFs'!$B$14:$F$167,5,FALSE)),VLOOKUP($J103,'Grid EFs'!$B$4:$F$9,5,FALSE),VLOOKUP($B103,'Grid EFs'!$B$14:$F$167,5,FALSE))","v":456.774},597.66229999999996,720.02358500000003,4.99,{"$f":"IF(ISERROR(VLOOKUP($B103,LineLoss!$B$4:$C$147,2,FALSE)),VLOOKUP($J103,LineLoss!$E$4:$F$9,2,FALSE),VLOOKUP($B103,LineLoss!$B$4:$C$147,2,FALSE))","v":7.571494692664206E-2},{"$f":"IF(ISNUMBER(MATCH(B103,'Grid EFs'!$B$14:$B$167,0)),\"\",\"*\")","v":"*"},"Africa",null,720.02358500000003,720.02358500000003,720.02358500000003,720.02358500000003,720.02358500000003,720.02358500000003,720.02358500000003,720.02358500000003,720.02358500000003,720.02358500000003,720.02358500000003,720.02358500000003,720.02358500000003,720.02358500000003,720.02358500000003,720.02358500000003,720.02358500000003,720.02358500000003,720.02358500000003,720.02358500000003,720.02358500000003,720.02358500000003,720.02358500000003,720.02358500000003,720.02358500000003,720.02358500000003,720.02358500000003,720.02358500000003,720.02358500000003,720.02358500000003,720.02358500000003,720.02358500000003,720.02358500000003,720.02358500000003,720.02358500000003,720.02358500000003,720.02358500000003,720.02358500000003,720.02358500000003,720.02358500000003,720.02358500000003,720.02358500000003,720.02358500000003,720.02358500000003,720.02358500000003,null,720.02358500000003,720.02358500000003,720.02358500000003,720.02358500000003,720.02358500000003,720.02358500000003,720.02358500000003,720.02358500000003,720.02358500000003,720.02358500000003,720.02358500000003,720.02358500000003,720.02358500000003,720.02358500000003,720.02358500000003,720.02358500000003,720.02358500000003,720.02358500000003,720.02358500000003,720.02358500000003,720.02358500000003,720.02358500000003,720.02358500000003,720.02358500000003,720.02358500000003,720.02358500000003,720.02358500000003,720.02358500000003,720.02358500000003,720.02358500000003,720.02358500000003,720.02358500000003,720.02358500000003,720.02358500000003,720.02358500000003,720.02358500000003,720.02358500000003,720.02358500000003,720.02358500000003,720.02358500000003,720.02358500000003,720.02358500000003,720.02358500000003,720.02358500000003,720.02358500000003]
[null,"Libya","Libya","LY","LY","LBY",434,25,17,"Africa",793.7,{"$f":"IF(ISERROR(VLOOKUP($B104,'Grid EFs'!$B$14:$F$167,3,FALSE)),VLOOKUP($J104,'Grid EFs'!$B$4:$F$9,3,FALSE),VLOOKUP($B104,'Grid EFs'!$B$14:$F$167,3,FALSE))","v":974.53949999999998},{"$f":"IF(ISERROR(VLOOKUP($B104,'Grid EFs'!$B$14:$F$167,4,FALSE)),VLOOKUP($J104,'Grid EFs'!$B$4:$F$9,4,FALSE),VLOOKUP($B104,'Grid EFs'!$B$14:$F$167,4,FALSE))","v":858.23180000000002},{"$f":"IF(ISERROR(VLOOKUP($B104,'Grid EFs'!$B$14:$F$167,5,FALSE)),VLOOKUP($J104,'Grid EFs'!$B$4:$F$9,5,FALSE),VLOOKUP($B104,'Grid EFs'!$B$14:$F$167,5,FALSE))","v":383.43419999999998},568.60249999999996,793.7,5.89,{"$f":"IF(ISERROR(VLOOKUP($B104,LineLoss!$B$4:$C$147,2,FALSE)),VLOOKUP($J104,LineLoss!$E$4:$F$9,2,FALSE),VLOOKUP($B104,LineLoss!$B$4:$C$147,2,FALSE))","v":9.4501315786315487E-2},{"$f":"IF(ISNUMBER(MATCH(B104,'Grid EFs'!$B$14:$B$167,0)),\"\",\"*\")","v":""},"Africa",null,793.7,793.7,793.7,793.7,793.7,793.7,793.7,793.7,793.7,793.7,793.7,793.7,793.7,793.7,793.7,793.7,793.7,793.7,793.7,793.7,793.7,793.7,793.7,793.7,793.7,793.7,793.7,793.7,793.7,793.7,793.7,793.7,793.7,793.7,793.7,793.7,793.7,793.7,793.7,793.7,793.7,793.7,793.7,793.7,793.7,null,{"$f":"$K104","v":793.7},793.7,793.7,793.7,793.7,793.7,793.7,793.7,793.7,793.7,{"$f":"$K104","v":793.7},793.7,793.7,793.7,793.7,793.7,793.7,793.7,793.7,793.7,793.7,793.7,793.7,793.7,793.7,793.7,793.7,793.7,793.7,793.7,793.7,793.7,793.7,793.7,793.7,793.7,793.7,793.7,793.7,793.7,793.7,793.7,793.7,793.7,793.7]
[null,"Liechtenstein","Principality of Liechtenstein","LS","LI","LIE",438,47.166699999999999,9.5333000000000006,"Europe",331.06400000000002,{"$f":"IF(ISERROR(VLOOKUP($B105,'Grid EFs'!$B$14:$F$167,3,FALSE)),VLOOKUP($J105,'Grid EFs'!$B$4:$F$9,3,FALSE),VLOOKUP($B105,'Grid EFs'!$B$14:$F$167,3,FALSE))","v":917.48320000000001},{"$f":"IF(ISERROR(VLOOKUP($B105,'Grid EFs'!$B$14:$F$167,4,FALSE)),VLOOKUP($J105,'Grid EFs'!$B$4:$F$9,4,FALSE),VLOOKUP($B105,'Grid EFs'!$B$14:$F$167,4,FALSE))","v":690.57929999999999},{"$f":"IF(ISERROR(VLOOKUP($B105,'Grid EFs'!$B$14:$F$167,5,FALSE)),VLOOKUP($J105,'Grid EFs'!$B$4:$F$9,5,FALSE),VLOOKUP($B105,'Grid EFs'!$B$14:$F$167,5,FALSE))","v":359.07440000000003},331.06400000000002,"N/A",3.34,{"$f":"IF(ISERROR(VLOOKUP($B105,LineLoss!$B$4:$C$147,2,FALSE)),VLOOKUP($J105,LineLoss!$E$4:$F$9,2,FALSE),VLOOKUP($B105,LineLoss!$B$4:$C$147,2,FALSE))","v":5.8109323007447068E-2},{"$f":"IF(ISNUMBER(MATCH(B105,'Grid EFs'!$B$14:$B$167,0)),\"\",\"*\")","v":"*"},"Non-OECD",null,331.06400000000002,331.06400000000002,331.06400000000002,331.06400000000002,331.06400000000002,331.06400000000002,331.06400000000002,331.06400000000002,331.06400000000002,331.06400000000002,331.06400000000002,331.06400000000002,331.06400000000002,331.06400000000002,331.06400000000002,331.06400000000002,331.06400000000002,331.06400000000002,331.06400000000002,331.06400000000002,331.06400000000002,331.06400000000002,331.06400000000002,331.06400000000002,331.06400000000002,331.06400000000002,331.06400000000002,331.06400000000002,331.06400000000002,331.06400000000002,331.06400000000002,331.06400000000002,331.06400000000002,331.06400000000002,331.06400000000002,331.06400000000002,331.06400000000002,331.06400000000002,331.06400000000002,331.06400000000002,331.06400000000002,331.06400000000002,331.06400000000002,331.06400000000002,331.06400000000002,null,331.06400000000002,331.06400000000002,331.06400000000002,331.06400000000002,331.06400000000002,331.06400000000002,331.06400000000002,331.06400000000002,331.06400000000002,331.06400000000002,331.06400000000002,331.06400000000002,331.06400000000002,331.06400000000002,331.06400000000002,331.06400000000002,331.06400000000002,331.06400000000002,331.06400000000002,331.06400000000002,331.06400000000002,331.06400000000002,331.06400000000002,331.06400000000002,331.06400000000002,331.06400000000002,331.06400000000002,331.06400000000002,331.06400000000002,331.06400000000002,331.06400000000002,331.06400000000002,331.06400000000002,331.06400000000002,331.06400000000002,331.06400000000002,331.06400000000002,331.06400000000002,331.06400000000002,331.06400000000002,331.06400000000002,331.06400000000002,331.06400000000002,331.06400000000002,331.06400000000002]
[null,"Lithuania","Republic of Lithuania","LH","LT","LTU",440,56,24,"Europe",271.19240000000002,{"$f":"IF(ISERROR(VLOOKUP($B106,'Grid EFs'!$B$14:$F$167,3,FALSE)),VLOOKUP($J106,'Grid EFs'!$B$4:$F$9,3,FALSE),VLOOKUP($B106,'Grid EFs'!$B$14:$F$167,3,FALSE))","v":919.05070000000001},{"$f":"IF(ISERROR(VLOOKUP($B106,'Grid EFs'!$B$14:$F$167,4,FALSE)),VLOOKUP($J106,'Grid EFs'!$B$4:$F$9,4,FALSE),VLOOKUP($B106,'Grid EFs'!$B$14:$F$167,4,FALSE))","v":916.47770000000003},{"$f":"IF(ISERROR(VLOOKUP($B106,'Grid EFs'!$B$14:$F$167,5,FALSE)),VLOOKUP($J106,'Grid EFs'!$B$4:$F$9,5,FALSE),VLOOKUP($B106,'Grid EFs'!$B$14:$F$167,5,FALSE))","v":350.495},271.19240000000002,"N/A",2.87,{"$f":"IF(ISERROR(VLOOKUP($B106,LineLoss!$B$4:$C$147,2,FALSE)),VLOOKUP($J106,LineLoss!$E$4:$F$9,2,FALSE),VLOOKUP($B106,LineLoss!$B$4:$C$147,2,FALSE))","v":8.6966897015945344E-2},{"$f":"IF(ISNUMBER(MATCH(B106,'Grid EFs'!$B$14:$B$167,0)),\"\",\"*\")","v":""},"Eastern Europe & Eurasia",null,271.19240000000002,271.19240000000002,271.19240000000002,271.19240000000002,271.19240000000002,271.19240000000002,271.19240000000002,271.19240000000002,271.19240000000002,271.19240000000002,271.19240000000002,271.19240000000002,271.19240000000002,271.19240000000002,271.19240000000002,271.19240000000002,271.19240000000002,271.19240000000002,271.19240000000002,271.19240000000002,271.19240000000002,271.19240000000002,271.19240000000002,271.19240000000002,271.19240000000002,271.19240000000002,271.19240000000002,271.19240000000002,271.19240000000002,271.19240000000002,271.19240000000002,271.19240000000002,271.19240000000002,271.19240000000002,271.19240000000002,271.19240000000002,271.19240000000002,271.19240000000002,271.19240000000002,271.19240000000002,271.19240000000002,271.19240000000002,271.19240000000002,271.19240000000002,271.19240000000002,null,271.19240000000002,271.19240000000002,271.19240000000002,271.19240000000002,271.19240000000002,271.19240000000002,271.19240000000002,271.19240000000002,271.19240000000002,271.19240000000002,271.19240000000002,271.19240000000002,271.19240000000002,271.19240000000002,271.19240000000002,271.19240000000002,271.19240000000002,271.19240000000002,271.19240000000002,271.19240000000002,271.19240000000002,271.19240000000002,271.19240000000002,271.19240000000002,271.19240000000002,271.19240000000002,271.19240000000002,271.19240000000002,271.19240000000002,271.19240000000002,271.19240000000002,271.19240000000002,271.19240000000002,271.19240000000002,271.19240000000002,271.19240000000002,271.19240000000002,271.19240000000002,271.19240000000002,271.19240000000002,271.19240000000002,271.19240000000002,271.19240000000002,271.19240000000002,271.19240000000002]
[null,"Luxembourg","Grand Duchy of Luxembourg","LU","LU","LUX",442,49.75,6.1666999999999996,"Europe",340.3408,{"$f":"IF(ISERROR(VLOOKUP($B107,'Grid EFs'!$B$14:$F$167,3,FALSE)),VLOOKUP($J107,'Grid EFs'!$B$4:$F$9,3,FALSE),VLOOKUP($B107,'Grid EFs'!$B$14:$F$167,3,FALSE))","v":917.48320000000001},{"$f":"IF(ISERROR(VLOOKUP($B107,'Grid EFs'!$B$14:$F$167,4,FALSE)),VLOOKUP($J107,'Grid EFs'!$B$4:$F$9,4,FALSE),VLOOKUP($B107,'Grid EFs'!$B$14:$F$167,4,FALSE))","v":690.57929999999999},{"$f":"IF(ISERROR(VLOOKUP($B107,'Grid EFs'!$B$14:$F$167,5,FALSE)),VLOOKUP($J107,'Grid EFs'!$B$4:$F$9,5,FALSE),VLOOKUP($B107,'Grid EFs'!$B$14:$F$167,5,FALSE))","v":357.65460000000002},340.3408,"N/A",2.81,{"$f":"IF(ISERROR(VLOOKUP($B107,LineLoss!$B$4:$C$147,2,FALSE)),VLOOKUP($J107,LineLoss!$E$4:$F$9,2,FALSE),VLOOKUP($B107,LineLoss!$B$4:$C$147,2,FALSE))","v":3.0645061061586217E-2},{"$f":"IF(ISNUMBER(MATCH(B107,'Grid EFs'!$B$14:$B$167,0)),\"\",\"*\")","v":""},"OECD Europe",null,340.3408,340.3408,340.3408,340.3408,340.3408,340.3408,340.3408,340.3408,340.3408,340.3408,340.3408,340.3408,340.3408,340.3408,340.3408,340.3408,340.3408,340.3408,340.3408,340.3408,340.3408,340.3408,340.3408,340.3408,340.3408,340.3408,340.3408,340.3408,340.3408,340.3408,340.3408,340.3408,340.3408,340.3408,340.3408,340.3408,340.3408,340.3408,340.3408,340.3408,340.3408,340.3408,340.3408,340.3408,340.3408,null,340.3408,340.3408,340.3408,340.3408,340.3408,340.3408,340.3408,340.3408,340.3408,340.3408,340.3408,340.3408,340.3408,340.3408,340.3408,340.3408,340.3408,340.3408,340.3408,340.3408,340.3408,340.3408,340.3408,340.3408,340.3408,340.3408,340.3408,340.3408,340.3408,340.3408,340.3408,340.3408,340.3408,340.3408,340.3408,340.3408,340.3408,340.3408,340.3408,340.3408,340.3408,340.3408,340.3408,340.3408,340.3408]
[null,"Macedonia, FYR","Former Yugoslav Republic of Macedonia","MK","MK","MKD",807,41.833300000000001,22,"Europe",861.23333333333335,{"$f":"IF(ISERROR(VLOOKUP($B108,'Grid EFs'!$B$14:$F$167,3,FALSE)),VLOOKUP($J108,'Grid EFs'!$B$4:$F$9,3,FALSE),VLOOKUP($B108,'Grid EFs'!$B$14:$F$167,3,FALSE))","v":1069.4612},{"$f":"IF(ISERROR(VLOOKUP($B108,'Grid EFs'!$B$14:$F$167,4,FALSE)),VLOOKUP($J108,'Grid EFs'!$B$4:$F$9,4,FALSE),VLOOKUP($B108,'Grid EFs'!$B$14:$F$167,4,FALSE))","v":800.75},{"$f":"IF(ISERROR(VLOOKUP($B108,'Grid EFs'!$B$14:$F$167,5,FALSE)),VLOOKUP($J108,'Grid EFs'!$B$4:$F$9,5,FALSE),VLOOKUP($B108,'Grid EFs'!$B$14:$F$167,5,FALSE))","v":351.517},853.21860000000004,861.23333333333335,3.79,{"$f":"IF(ISERROR(VLOOKUP($B108,LineLoss!$B$4:$C$147,2,FALSE)),VLOOKUP($J108,LineLoss!$E$4:$F$9,2,FALSE),VLOOKUP($B108,LineLoss!$B$4:$C$147,2,FALSE))","v":9.4054826014044579E-2},{"$f":"IF(ISNUMBER(MATCH(B108,'Grid EFs'!$B$14:$B$167,0)),\"\",\"*\")","v":""},"Eastern Europe & Eurasia",null,861.23333333333335,861.23333333333335,861.23333333333335,861.23333333333335,861.23333333333335,861.23333333333335,861.23333333333335,861.23333333333335,861.23333333333335,861.23333333333335,861.23333333333335,861.23333333333335,861.23333333333335,861.23333333333335,861.23333333333335,861.23333333333335,861.23333333333335,861.23333333333335,861.23333333333335,861.23333333333335,861.23333333333335,861.23333333333335,861.23333333333335,861.23333333333335,861.23333333333335,861.23333333333335,861.23333333333335,861.23333333333335,861.23333333333335,861.23333333333335,861.23333333333335,861.23333333333335,861.23333333333335,861.23333333333335,861.23333333333335,861.23333333333335,861.23333333333335,861.23333333333335,861.23333333333335,861.23333333333335,861.23333333333335,861.23333333333335,861.23333333333335,861.23333333333335,861.23333333333335,null,861.23333333333335,861.23333333333335,861.23333333333335,861.23333333333335,861.23333333333335,861.23333333333335,861.23333333333335,861.23333333333335,861.23333333333335,861.23333333333335,861.23333333333335,861.23333333333335,861.23333333333335,861.23333333333335,861.23333333333335,861.23333333333335,861.23333333333335,861.23333333333335,861.23333333333335,861.23333333333335,861.23333333333335,861.23333333333335,861.23333333333335,861.23333333333335,861.23333333333335,861.23333333333335,861.23333333333335,861.23333333333335,861.23333333333335,861.23333333333335,861.23333333333335,861.23333333333335,861.23333333333335,861.23333333333335,861.23333333333335,861.23333333333335,861.23333333333335,861.23333333333335,861.23333333333335,861.23333333333335,861.23333333333335,861.23333333333335,861.23333333333335,861.23333333333335,861.23333333333335]
[null,"Madagascar","Republic of Madagascar","MA","MG","MDG",450,-20,47,"Africa",600.9,{"$f":"IF(ISERROR(VLOOKUP($B109,'Grid EFs'!$B$14:$F$167,3,FALSE)),VLOOKUP($J109,'Grid EFs'!$B$4:$F$9,3,FALSE),VLOOKUP($B109,'Grid EFs'!$B$14:$F$167,3,FALSE))","v":974.53949999999998},{"$f":"IF(ISERROR(VLOOKUP($B109,'Grid EFs'!$B$14:$F$167,4,FALSE)),VLOOKUP($J109,'Grid EFs'!$B$4:$F$9,4,FALSE),VLOOKUP($B109,'Grid EFs'!$B$14:$F$167,4,FALSE))","v":833.97270000000003},{"$f":"IF(ISERROR(VLOOKUP($B109,'Grid EFs'!$B$14:$F$167,5,FALSE)),VLOOKUP($J109,'Grid EFs'!$B$4:$F$9,5,FALSE),VLOOKUP($B109,'Grid EFs'!$B$14:$F$167,5,FALSE))","v":456.774},597.66229999999996,600.9,5.49,{"$f":"IF(ISERROR(VLOOKUP($B109,LineLoss!$B$4:$C$147,2,FALSE)),VLOOKUP($J109,LineLoss!$E$4:$F$9,2,FALSE),VLOOKUP($B109,LineLoss!$B$4:$C$147,2,FALSE))","v":7.571494692664206E-2},{"$f":"IF(ISNUMBER(MATCH(B109,'Grid EFs'!$B$14:$B$167,0)),\"\",\"*\")","v":"*"},"Africa",null,600.9,600.9,600.9,600.9,600.9,600.9,600.9,600.9,600.9,600.9,600.9,600.9,600.9,600.9,600.9,600.9,600.9,600.9,600.9,600.9,600.9,600.9,600.9,600.9,600.9,600.9,600.9,600.9,600.9,600.9,600.9,600.9,600.9,600.9,600.9,600.9,600.9,600.9,600.9,600.9,600.9,600.9,600.9,600.9,600.9,null,600.9,600.9,600.9,600.9,600.9,600.9,600.9,600.9,600.9,600.9,600.9,600.9,600.9,600.9,600.9,600.9,600.9,600.9,600.9,600.9,600.9,600.9,600.9,600.9,600.9,600.9,600.9,600.9,600.9,600.9,600.9,600.9,600.9,600.9,600.9,600.9,600.9,600.9,600.9,600.9,600.9,600.9,600.9,600.9,600.9]
[null,"Malawi","Republic of Malawi","MI","MW","MWI",454,-13.5,34,"Africa",720.02358500000003,{"$f":"IF(ISERROR(VLOOKUP($B110,'Grid EFs'!$B$14:$F$167,3,FALSE)),VLOOKUP($J110,'Grid EFs'!$B$4:$F$9,3,FALSE),VLOOKUP($B110,'Grid EFs'!$B$14:$F$167,3,FALSE))","v":974.53949999999998},{"$f":"IF(ISERROR(VLOOKUP($B110,'Grid EFs'!$B$14:$F$167,4,FALSE)),VLOOKUP($J110,'Grid EFs'!$B$4:$F$9,4,FALSE),VLOOKUP($B110,'Grid EFs'!$B$14:$F$167,4,FALSE))","v":833.97270000000003},{"$f":"IF(ISERROR(VLOOKUP($B110,'Grid EFs'!$B$14:$F$167,5,FALSE)),VLOOKUP($J110,'Grid EFs'!$B$4:$F$9,5,FALSE),VLOOKUP($B110,'Grid EFs'!$B$14:$F$167,5,FALSE))","v":456.774},597.66229999999996,720.02358500000003,5.22,{"$f":"IF(ISERROR(VLOOKUP($B110,LineLoss!$B$4:$C$147,2,FALSE)),VLOOKUP($J110,LineLoss!$E$4:$F$9,2,FALSE),VLOOKUP($B110,LineLoss!$B$4:$C$147,2,FALSE))","v":7.571494692664206E-2},{"$f":"IF(ISNUMBER(MATCH(B110,'Grid EFs'!$B$14:$B$167,0)),\"\",\"*\")","v":"*"},"Africa",null,720.02358500000003,720.02358500000003,720.02358500000003,720.02358500000003,720.02358500000003,720.02358500000003,720.02358500000003,720.02358500000003,720.02358500000003,720.02358500000003,720.02358500000003,720.02358500000003,720.02358500000003,720.02358500000003,720.02358500000003,720.02358500000003,720.02358500000003,720.02358500000003,720.02358500000003,720.02358500000003,720.02358500000003,720.02358500000003,720.02358500000003,720.02358500000003,720.02358500000003,720.02358500000003,720.02358500000003,720.02358500000003,720.02358500000003,720.02358500000003,720.02358500000003,720.02358500000003,720.02358500000003,720.02358500000003,720.02358500000003,720.02358500000003,720.02358500000003,720.02358500000003,720.02358500000003,720.02358500000003,720.02358500000003,720.02358500000003,720.02358500000003,720.02358500000003,720.02358500000003,null,720.02358500000003,720.02358500000003,720.02358500000003,720.02358500000003,720.02358500000003,720.02358500000003,720.02358500000003,720.02358500000003,720.02358500000003,720.02358500000003,720.02358500000003,720.02358500000003,720.02358500000003,720.02358500000003,720.02358500000003,720.02358500000003,720.02358500000003,720.02358500000003,720.02358500000003,720.02358500000003,720.02358500000003,720.02358500000003,720.02358500000003,720.02358500000003,720.02358500000003,720.02358500000003,720.02358500000003,720.02358500000003,720.02358500000003,720.02358500000003,720.02358500000003,720.02358500000003,720.02358500000003,720.02358500000003,720.02358500000003,720.02358500000003,720.02358500000003,720.02358500000003,720.02358500000003,720.02358500000003,720.02358500000003,720.02358500000003,720.02358500000003,720.02358500000003,720.02358500000003]
[null,"Malaysia","Malaysia","MY","MY","MYS",458,2.5,112.5,"Asia",670.33902439024416,{"$f":"IF(ISERROR(VLOOKUP($B111,'Grid EFs'!$B$14:$F$167,3,FALSE)),VLOOKUP($J111,'Grid EFs'!$B$4:$F$9,3,FALSE),VLOOKUP($B111,'Grid EFs'!$B$14:$F$167,3,FALSE))","v":983.67769999999996},{"$f":"IF(ISERROR(VLOOKUP($B111,'Grid EFs'!$B$14:$F$167,4,FALSE)),VLOOKUP($J111,'Grid EFs'!$B$4:$F$9,4,FALSE),VLOOKUP($B111,'Grid EFs'!$B$14:$F$167,4,FALSE))","v":720.28020000000004},{"$f":"IF(ISERROR(VLOOKUP($B111,'Grid EFs'!$B$14:$F$167,5,FALSE)),VLOOKUP($J111,'Grid EFs'!$B$4:$F$9,5,FALSE),VLOOKUP($B111,'Grid EFs'!$B$14:$F$167,5,FALSE))","v":494.76960000000003},671.36329999999998,670.33902439024416,5.05,{"$f":"IF(ISERROR(VLOOKUP($B111,LineLoss!$B$4:$C$147,2,FALSE)),VLOOKUP($J111,LineLoss!$E$4:$F$9,2,FALSE),VLOOKUP($B111,LineLoss!$B$4:$C$147,2,FALSE))","v":5.5166139611296301E-2},{"$f":"IF(ISNUMBER(MATCH(B111,'Grid EFs'!$B$14:$B$167,0)),\"\",\"*\")","v":""},"Non-OECD Asia",null,670.33902439024416,670.33902439024416,670.33902439024416,670.33902439024416,670.33902439024416,670.33902439024416,670.33902439024416,670.33902439024416,670.33902439024416,670.33902439024416,670.33902439024416,670.33902439024416,670.33902439024416,670.33902439024416,670.33902439024416,670.33902439024416,670.33902439024416,670.33902439024416,670.33902439024416,670.33902439024416,670.33902439024416,670.33902439024416,670.33902439024416,670.33902439024416,670.33902439024416,670.33902439024416,670.33902439024416,670.33902439024416,670.33902439024416,670.33902439024416,670.33902439024416,670.33902439024416,670.33902439024416,670.33902439024416,670.33902439024416,670.33902439024416,670.33902439024416,670.33902439024416,670.33902439024416,670.33902439024416,670.33902439024416,670.33902439024416,670.33902439024416,670.33902439024416,670.33902439024416,null,670.33902439024416,670.33902439024416,670.33902439024416,670.33902439024416,670.33902439024416,670.33902439024416,670.33902439024416,670.33902439024416,670.33902439024416,670.33902439024416,670.33902439024416,670.33902439024416,670.33902439024416,670.33902439024416,670.33902439024416,670.33902439024416,670.33902439024416,670.33902439024416,670.33902439024416,670.33902439024416,670.33902439024416,670.33902439024416,670.33902439024416,670.33902439024416,670.33902439024416,670.33902439024416,670.33902439024416,670.33902439024416,670.33902439024416,670.33902439024416,670.33902439024416,670.33902439024416,670.33902439024416,670.33902439024416,670.33902439024416,670.33902439024416,670.33902439024416,670.33902439024416,670.33902439024416,670.33902439024416,670.33902439024416,670.33902439024416,670.33902439024416,670.33902439024416,670.33902439024416]
[null,"Maldives","Republic of Maldives","MV","MV","MDV",462,3.25,73,"Asia",846.53392083466008,{"$f":"IF(ISERROR(VLOOKUP($B112,'Grid EFs'!$B$14:$F$167,3,FALSE)),VLOOKUP($J112,'Grid EFs'!$B$4:$F$9,3,FALSE),VLOOKUP($B112,'Grid EFs'!$B$14:$F$167,3,FALSE))","v":1144.2709},{"$f":"IF(ISERROR(VLOOKUP($B112,'Grid EFs'!$B$14:$F$167,4,FALSE)),VLOOKUP($J112,'Grid EFs'!$B$4:$F$9,4,FALSE),VLOOKUP($B112,'Grid EFs'!$B$14:$F$167,4,FALSE))","v":843.06479999999999},{"$f":"IF(ISERROR(VLOOKUP($B112,'Grid EFs'!$B$14:$F$167,5,FALSE)),VLOOKUP($J112,'Grid EFs'!$B$4:$F$9,5,FALSE),VLOOKUP($B112,'Grid EFs'!$B$14:$F$167,5,FALSE))","v":451.97480000000002},736.13379999999995,846.53392083466008,5.84,{"$f":"IF(ISERROR(VLOOKUP($B112,LineLoss!$B$4:$C$147,2,FALSE)),VLOOKUP($J112,LineLoss!$E$4:$F$9,2,FALSE),VLOOKUP($B112,LineLoss!$B$4:$C$147,2,FALSE))","v":5.7300046286854894E-2},{"$f":"IF(ISNUMBER(MATCH(B112,'Grid EFs'!$B$14:$B$167,0)),\"\",\"*\")","v":"*"},"Non-OECD Asia",null,846.53392083466008,846.53392083466008,846.53392083466008,846.53392083466008,846.53392083466008,846.53392083466008,846.53392083466008,846.53392083466008,846.53392083466008,846.53392083466008,846.53392083466008,846.53392083466008,846.53392083466008,846.53392083466008,846.53392083466008,846.53392083466008,846.53392083466008,846.53392083466008,846.53392083466008,846.53392083466008,846.53392083466008,846.53392083466008,846.53392083466008,846.53392083466008,846.53392083466008,846.53392083466008,846.53392083466008,846.53392083466008,846.53392083466008,846.53392083466008,846.53392083466008,846.53392083466008,846.53392083466008,846.53392083466008,846.53392083466008,846.53392083466008,846.53392083466008,846.53392083466008,846.53392083466008,846.53392083466008,846.53392083466008,846.53392083466008,846.53392083466008,846.53392083466008,846.53392083466008,null,846.53392083466008,846.53392083466008,846.53392083466008,846.53392083466008,846.53392083466008,846.53392083466008,846.53392083466008,846.53392083466008,846.53392083466008,846.53392083466008,846.53392083466008,846.53392083466008,846.53392083466008,846.53392083466008,846.53392083466008,846.53392083466008,846.53392083466008,846.53392083466008,846.53392083466008,846.53392083466008,846.53392083466008,846.53392083466008,846.53392083466008,846.53392083466008,846.53392083466008,846.53392083466008,846.53392083466008,846.53392083466008,846.53392083466008,846.53392083466008,846.53392083466008,846.53392083466008,846.53392083466008,846.53392083466008,846.53392083466008,846.53392083466008,846.53392083466008,846.53392083466008,846.53392083466008,846.53392083466008,846.53392083466008,846.53392083466008,846.53392083466008,846.53392083466008,846.53392083466008]
[null,"Mali","Republic of Mali","ML","ML","MLI",466,17,-4,"Africa",613.6,{"$f":"IF(ISERROR(VLOOKUP($B113,'Grid EFs'!$B$14:$F$167,3,FALSE)),VLOOKUP($J113,'Grid EFs'!$B$4:$F$9,3,FALSE),VLOOKUP($B113,'Grid EFs'!$B$14:$F$167,3,FALSE))","v":974.53949999999998},{"$f":"IF(ISERROR(VLOOKUP($B113,'Grid EFs'!$B$14:$F$167,4,FALSE)),VLOOKUP($J113,'Grid EFs'!$B$4:$F$9,4,FALSE),VLOOKUP($B113,'Grid EFs'!$B$14:$F$167,4,FALSE))","v":833.97270000000003},{"$f":"IF(ISERROR(VLOOKUP($B113,'Grid EFs'!$B$14:$F$167,5,FALSE)),VLOOKUP($J113,'Grid EFs'!$B$4:$F$9,5,FALSE),VLOOKUP($B113,'Grid EFs'!$B$14:$F$167,5,FALSE))","v":456.774},597.66229999999996,613.6,6.18,{"$f":"IF(ISERROR(VLOOKUP($B113,LineLoss!$B$4:$C$147,2,FALSE)),VLOOKUP($J113,LineLoss!$E$4:$F$9,2,FALSE),VLOOKUP($B113,LineLoss!$B$4:$C$147,2,FALSE))","v":7.571494692664206E-2},{"$f":"IF(ISNUMBER(MATCH(B113,'Grid EFs'!$B$14:$B$167,0)),\"\",\"*\")","v":"*"},"Africa",null,613.6,613.6,613.6,613.6,613.6,613.6,613.6,613.6,613.6,613.6,613.6,613.6,613.6,613.6,613.6,613.6,613.6,613.6,613.6,613.6,613.6,613.6,613.6,613.6,613.6,613.6,613.6,613.6,613.6,613.6,613.6,613.6,613.6,613.6,613.6,613.6,613.6,613.6,613.6,613.6,613.6,613.6,613.6,613.6,613.6,null,613.6,613.6,613.6,613.6,613.6,613.6,613.6,613.6,613.6,613.6,613.6,613.6,613.6,613.6,613.6,613.6,613.6,613.6,613.6,613.6,613.6,613.6,613.6,613.6,613.6,613.6,613.6,613.6,613.6,613.6,613.6,613.6,613.6,613.6,613.6,613.6,613.6,613.6,613.6,613.6,613.6,613.6,613.6,613.6,613.6]
[null,"Malta","Republic of Malta","MT","MT","MLT",470,35.833300000000001,14.583299999999999,"Europe",871.5258,{"$f":"IF(ISERROR(VLOOKUP($B114,'Grid EFs'!$B$14:$F$167,3,FALSE)),VLOOKUP($J114,'Grid EFs'!$B$4:$F$9,3,FALSE),VLOOKUP($B114,'Grid EFs'!$B$14:$F$167,3,FALSE))","v":919.05070000000001},{"$f":"IF(ISERROR(VLOOKUP($B114,'Grid EFs'!$B$14:$F$167,4,FALSE)),VLOOKUP($J114,'Grid EFs'!$B$4:$F$9,4,FALSE),VLOOKUP($B114,'Grid EFs'!$B$14:$F$167,4,FALSE))","v":881.14530000000002},{"$f":"IF(ISERROR(VLOOKUP($B114,'Grid EFs'!$B$14:$F$167,5,FALSE)),VLOOKUP($J114,'Grid EFs'!$B$4:$F$9,5,FALSE),VLOOKUP($B114,'Grid EFs'!$B$14:$F$167,5,FALSE))","v":527.41980000000001},871.5258,"N/A",4.9800000000000004,{"$f":"IF(ISERROR(VLOOKUP($B114,LineLoss!$B$4:$C$147,2,FALSE)),VLOOKUP($J114,LineLoss!$E$4:$F$9,2,FALSE),VLOOKUP($B114,LineLoss!$B$4:$C$147,2,FALSE))","v":7.5127864818267928E-2},{"$f":"IF(ISNUMBER(MATCH(B114,'Grid EFs'!$B$14:$B$167,0)),\"\",\"*\")","v":""},"Eastern Europe & Eurasia",null,871.5258,871.5258,871.5258,871.5258,871.5258,871.5258,871.5258,871.5258,871.5258,871.5258,871.5258,871.5258,871.5258,871.5258,871.5258,871.5258,871.5258,871.5258,871.5258,871.5258,871.5258,871.5258,871.5258,871.5258,871.5258,871.5258,871.5258,871.5258,871.5258,871.5258,871.5258,871.5258,871.5258,871.5258,871.5258,871.5258,871.5258,871.5258,871.5258,871.5258,871.5258,871.5258,871.5258,871.5258,871.5258,null,{"$f":"$K114","v":871.5258},871.5258,871.5258,871.5258,871.5258,871.5258,871.5258,871.5258,871.5258,871.5258,{"$f":"$K114","v":871.5258},871.5258,871.5258,871.5258,871.5258,871.5258,871.5258,871.5258,871.5258,871.5258,871.5258,871.5258,871.5258,871.5258,871.5258,871.5258,871.5258,871.5258,871.5258,871.5258,871.5258,871.5258,871.5258,871.5258,871.5258,871.5258,871.5258,871.5258,871.5258,871.5258,871.5258,871.5258,871.5258,871.5258,871.5258]
[null,"Marshall Islands","Republic of the Marshall Islands","RM","MH","MHL",584,9,168,"Oceania",736.13379999999995,{"$f":"IF(ISERROR(VLOOKUP($B115,'Grid EFs'!$B$14:$F$167,3,FALSE)),VLOOKUP($J115,'Grid EFs'!$B$4:$F$9,3,FALSE),VLOOKUP($B115,'Grid EFs'!$B$14:$F$167,3,FALSE))","v":931.32029999999997},{"$f":"IF(ISERROR(VLOOKUP($B115,'Grid EFs'!$B$14:$F$167,4,FALSE)),VLOOKUP($J115,'Grid EFs'!$B$4:$F$9,4,FALSE),VLOOKUP($B115,'Grid EFs'!$B$14:$F$167,4,FALSE))","v":633.54280000000006},{"$f":"IF(ISERROR(VLOOKUP($B115,'Grid EFs'!$B$14:$F$167,5,FALSE)),VLOOKUP($J115,'Grid EFs'!$B$4:$F$9,5,FALSE),VLOOKUP($B115,'Grid EFs'!$B$14:$F$167,5,FALSE))","v":439.2518},736.13379999999995,"N/A",5.83,{"$f":"IF(ISERROR(VLOOKUP($B115,LineLoss!$B$4:$C$147,2,FALSE)),VLOOKUP($J115,LineLoss!$E$4:$F$9,2,FALSE),VLOOKUP($B115,LineLoss!$B$4:$C$147,2,FALSE))","v":5.2001785658027835E-2},{"$f":"IF(ISNUMBER(MATCH(B115,'Grid EFs'!$B$14:$B$167,0)),\"\",\"*\")","v":"*"},"Non-OECD",null,736.13379999999995,736.13379999999995,736.13379999999995,736.13379999999995,736.13379999999995,736.13379999999995,736.13379999999995,736.13379999999995,736.13379999999995,736.13379999999995,736.13379999999995,736.13379999999995,736.13379999999995,736.13379999999995,736.13379999999995,736.13379999999995,736.13379999999995,736.13379999999995,736.13379999999995,736.13379999999995,736.13379999999995,736.13379999999995,736.13379999999995,736.13379999999995,736.13379999999995,736.13379999999995,736.13379999999995,736.13379999999995,736.13379999999995,736.13379999999995,{"$f":"$K115","v":736.13379999999995},736.13379999999995,736.13379999999995,736.13379999999995,736.13379999999995,736.13379999999995,736.13379999999995,736.13379999999995,736.13379999999995,736.13379999999995,736.13379999999995,736.13379999999995,736.13379999999995,736.13379999999995,736.13379999999995,null,736.13379999999995,736.13379999999995,736.13379999999995,736.13379999999995,736.13379999999995,736.13379999999995,736.13379999999995,736.13379999999995,736.13379999999995,736.13379999999995,736.13379999999995,736.13379999999995,736.13379999999995,736.13379999999995,736.13379999999995,736.13379999999995,736.13379999999995,736.13379999999995,736.13379999999995,736.13379999999995,736.13379999999995,736.13379999999995,736.13379999999995,736.13379999999995,736.13379999999995,736.13379999999995,736.13379999999995,736.13379999999995,736.13379999999995,736.13379999999995,736.13379999999995,736.13379999999995,736.13379999999995,736.13379999999995,736.13379999999995,736.13379999999995,736.13379999999995,736.13379999999995,736.13379999999995,736.13379999999995,736.13379999999995,736.13379999999995,736.13379999999995,736.13379999999995,736.13379999999995]
[null,"Mauritania","Islamic Republic of Mauritania","MR","MR","MRT",478,20,-12,"Africa",720.02358500000003,{"$f":"IF(ISERROR(VLOOKUP($B116,'Grid EFs'!$B$14:$F$167,3,FALSE)),VLOOKUP($J116,'Grid EFs'!$B$4:$F$9,3,FALSE),VLOOKUP($B116,'Grid EFs'!$B$14:$F$167,3,FALSE))","v":974.53949999999998},{"$f":"IF(ISERROR(VLOOKUP($B116,'Grid EFs'!$B$14:$F$167,4,FALSE)),VLOOKUP($J116,'Grid EFs'!$B$4:$F$9,4,FALSE),VLOOKUP($B116,'Grid EFs'!$B$14:$F$167,4,FALSE))","v":833.97270000000003},{"$f":"IF(ISERROR(VLOOKUP($B116,'Grid EFs'!$B$14:$F$167,5,FALSE)),VLOOKUP($J116,'Grid EFs'!$B$4:$F$9,5,FALSE),VLOOKUP($B116,'Grid EFs'!$B$14:$F$167,5,FALSE))","v":456.774},597.66229999999996,720.02358500000003,5.81,{"$f":"IF(ISERROR(VLOOKUP($B116,LineLoss!$B$4:$C$147,2,FALSE)),VLOOKUP($J116,LineLoss!$E$4:$F$9,2,FALSE),VLOOKUP($B116,LineLoss!$B$4:$C$147,2,FALSE))","v":7.571494692664206E-2},{"$f":"IF(ISNUMBER(MATCH(B116,'Grid EFs'!$B$14:$B$167,0)),\"\",\"*\")","v":"*"},"Africa",null,720.02358500000003,720.02358500000003,720.02358500000003,720.02358500000003,720.02358500000003,720.02358500000003,720.02358500000003,720.02358500000003,720.02358500000003,720.02358500000003,720.02358500000003,720.02358500000003,720.02358500000003,720.02358500000003,720.02358500000003,720.02358500000003,{"$f":"$K116","v":720.02358500000003},720.02358500000003,720.02358500000003,720.02358500000003,720.02358500000003,720.02358500000003,720.02358500000003,720.02358500000003,720.02358500000003,720.02358500000003,720.02358500000003,720.02358500000003,720.02358500000003,720.02358500000003,720.02358500000003,720.02358500000003,720.02358500000003,720.02358500000003,720.02358500000003,720.02358500000003,720.02358500000003,720.02358500000003,720.02358500000003,720.02358500000003,720.02358500000003,720.02358500000003,720.02358500000003,720.02358500000003,720.02358500000003,null,720.02358500000003,720.02358500000003,720.02358500000003,720.02358500000003,720.02358500000003,720.02358500000003,720.02358500000003,720.02358500000003,720.02358500000003,720.02358500000003,720.02358500000003,720.02358500000003,720.02358500000003,720.02358500000003,720.02358500000003,720.02358500000003,720.02358500000003,720.02358500000003,720.02358500000003,720.02358500000003,720.02358500000003,720.02358500000003,720.02358500000003,720.02358500000003,720.02358500000003,720.02358500000003,{"$f":"$K116","v":720.02358500000003},720.02358500000003,720.02358500000003,720.02358500000003,720.02358500000003,720.02358500000003,720.02358500000003,720.02358500000003,720.02358500000003,720.02358500000003,720.02358500000003,720.02358500000003,720.02358500000003,720.02358500000003,720.02358500000003,720.02358500000003,{"$f":"$K116","v":720.02358500000003},720.02358500000003,720.02358500000003]
[null,"Mauritius","Republic of Mauritius","MP","MU","MUS",480,-20.283300000000001,57.55,"Africa",968.50000000000023,{"$f":"IF(ISERROR(VLOOKUP($B117,'Grid EFs'!$B$14:$F$167,3,FALSE)),VLOOKUP($J117,'Grid EFs'!$B$4:$F$9,3,FALSE),VLOOKUP($B117,'Grid EFs'!$B$14:$F$167,3,FALSE))","v":974.53949999999998},{"$f":"IF(ISERROR(VLOOKUP($B117,'Grid EFs'!$B$14:$F$167,4,FALSE)),VLOOKUP($J117,'Grid EFs'!$B$4:$F$9,4,FALSE),VLOOKUP($B117,'Grid EFs'!$B$14:$F$167,4,FALSE))","v":833.97270000000003},{"$f":"IF(ISERROR(VLOOKUP($B117,'Grid EFs'!$B$14:$F$167,5,FALSE)),VLOOKUP($J117,'Grid EFs'!$B$4:$F$9,5,FALSE),VLOOKUP($B117,'Grid EFs'!$B$14:$F$167,5,FALSE))","v":456.774},597.66229999999996,968.50000000000023,5.92,{"$f":"IF(ISERROR(VLOOKUP($B117,LineLoss!$B$4:$C$147,2,FALSE)),VLOOKUP($J117,LineLoss!$E$4:$F$9,2,FALSE),VLOOKUP($B117,LineLoss!$B$4:$C$147,2,FALSE))","v":7.571494692664206E-2},{"$f":"IF(ISNUMBER(MATCH(B117,'Grid EFs'!$B$14:$B$167,0)),\"\",\"*\")","v":"*"},"Africa",null,{"$f":"$K117","v":968.50000000000023},968.50000000000023,968.50000000000023,968.50000000000023,968.50000000000023,968.50000000000023,968.50000000000023,968.50000000000023,968.50000000000023,968.50000000000023,968.50000000000023,968.50000000000023,968.50000000000023,968.50000000000023,968.50000000000023,968.50000000000023,968.50000000000023,968.50000000000023,968.50000000000023,968.50000000000023,968.50000000000023,968.50000000000023,968.50000000000023,968.50000000000023,968.50000000000023,968.50000000000023,968.50000000000023,968.50000000000023,968.50000000000023,968.50000000000023,968.50000000000023,968.50000000000023,968.50000000000023,968.50000000000023,968.50000000000023,968.50000000000023,968.50000000000023,968.50000000000023,968.50000000000023,968.50000000000023,968.50000000000023,968.50000000000023,968.50000000000023,968.50000000000023,968.50000000000023,null,968.50000000000023,968.50000000000023,968.50000000000023,968.50000000000023,968.50000000000023,968.50000000000023,968.50000000000023,968.50000000000023,968.50000000000023,968.50000000000023,968.50000000000023,968.50000000000023,968.50000000000023,968.50000000000023,968.50000000000023,968.50000000000023,968.50000000000023,968.50000000000023,968.50000000000023,968.50000000000023,968.50000000000023,968.50000000000023,968.50000000000023,968.50000000000023,968.50000000000023,968.50000000000023,968.50000000000023,968.50000000000023,968.50000000000023,968.50000000000023,968.50000000000023,968.50000000000023,968.50000000000023,968.50000000000023,968.50000000000023,968.50000000000023,968.50000000000023,968.50000000000023,968.50000000000023,968.50000000000023,968.50000000000023,968.50000000000023,968.50000000000023,968.50000000000023,968.50000000000023]
[null,"Mexico","United Mexican States","MX","MX","MEX",484,23,-102,"North America",529.13947368421032,{"$f":"IF(ISERROR(VLOOKUP($B118,'Grid EFs'!$B$14:$F$167,3,FALSE)),VLOOKUP($J118,'Grid EFs'!$B$4:$F$9,3,FALSE),VLOOKUP($B118,'Grid EFs'!$B$14:$F$167,3,FALSE))","v":963.50099999999998},{"$f":"IF(ISERROR(VLOOKUP($B118,'Grid EFs'!$B$14:$F$167,4,FALSE)),VLOOKUP($J118,'Grid EFs'!$B$4:$F$9,4,FALSE),VLOOKUP($B118,'Grid EFs'!$B$14:$F$167,4,FALSE))","v":696.73030000000006},{"$f":"IF(ISERROR(VLOOKUP($B118,'Grid EFs'!$B$14:$F$167,5,FALSE)),VLOOKUP($J118,'Grid EFs'!$B$4:$F$9,5,FALSE),VLOOKUP($B118,'Grid EFs'!$B$14:$F$167,5,FALSE))","v":406.79509999999999},453.44450000000001,529.13947368421032,5.79,{"$f":"IF(ISERROR(VLOOKUP($B118,LineLoss!$B$4:$C$147,2,FALSE)),VLOOKUP($J118,LineLoss!$E$4:$F$9,2,FALSE),VLOOKUP($B118,LineLoss!$B$4:$C$147,2,FALSE))","v":8.6922303767348635E-2},{"$f":"IF(ISNUMBER(MATCH(B118,'Grid EFs'!$B$14:$B$167,0)),\"\",\"*\")","v":""},"OECD Americas",null,529.13947368421032,529.13947368421032,529.13947368421032,529.13947368421032,529.13947368421032,529.13947368421032,529.13947368421032,529.13947368421032,529.13947368421032,529.13947368421032,529.13947368421032,529.13947368421032,529.13947368421032,529.13947368421032,529.13947368421032,529.13947368421032,529.13947368421032,529.13947368421032,529.13947368421032,529.13947368421032,529.13947368421032,529.13947368421032,529.13947368421032,529.13947368421032,529.13947368421032,529.13947368421032,529.13947368421032,529.13947368421032,529.13947368421032,529.13947368421032,529.13947368421032,529.13947368421032,529.13947368421032,529.13947368421032,529.13947368421032,529.13947368421032,529.13947368421032,529.13947368421032,529.13947368421032,529.13947368421032,529.13947368421032,529.13947368421032,529.13947368421032,529.13947368421032,529.13947368421032,null,529.13947368421032,529.13947368421032,529.13947368421032,529.13947368421032,529.13947368421032,529.13947368421032,529.13947368421032,529.13947368421032,529.13947368421032,529.13947368421032,529.13947368421032,529.13947368421032,529.13947368421032,529.13947368421032,529.13947368421032,529.13947368421032,529.13947368421032,529.13947368421032,529.13947368421032,529.13947368421032,529.13947368421032,529.13947368421032,529.13947368421032,529.13947368421032,529.13947368421032,529.13947368421032,529.13947368421032,529.13947368421032,529.13947368421032,529.13947368421032,529.13947368421032,529.13947368421032,529.13947368421032,529.13947368421032,529.13947368421032,529.13947368421032,529.13947368421032,529.13947368421032,529.13947368421032,529.13947368421032,529.13947368421032,529.13947368421032,529.13947368421032,529.13947368421032,529.13947368421032]
[null,"Micronesia, Federated States of","Federated States of Micronesia","FM","FM","FSM",583,6.9166999999999996,158.25,"Oceania",736.13379999999995,{"$f":"IF(ISERROR(VLOOKUP($B119,'Grid EFs'!$B$14:$F$167,3,FALSE)),VLOOKUP($J119,'Grid EFs'!$B$4:$F$9,3,FALSE),VLOOKUP($B119,'Grid EFs'!$B$14:$F$167,3,FALSE))","v":931.32029999999997},{"$f":"IF(ISERROR(VLOOKUP($B119,'Grid EFs'!$B$14:$F$167,4,FALSE)),VLOOKUP($J119,'Grid EFs'!$B$4:$F$9,4,FALSE),VLOOKUP($B119,'Grid EFs'!$B$14:$F$167,4,FALSE))","v":633.54280000000006},{"$f":"IF(ISERROR(VLOOKUP($B119,'Grid EFs'!$B$14:$F$167,5,FALSE)),VLOOKUP($J119,'Grid EFs'!$B$4:$F$9,5,FALSE),VLOOKUP($B119,'Grid EFs'!$B$14:$F$167,5,FALSE))","v":439.2518},736.13379999999995,"N/A",5.55,{"$f":"IF(ISERROR(VLOOKUP($B119,LineLoss!$B$4:$C$147,2,FALSE)),VLOOKUP($J119,LineLoss!$E$4:$F$9,2,FALSE),VLOOKUP($B119,LineLoss!$B$4:$C$147,2,FALSE))","v":5.2001785658027835E-2},{"$f":"IF(ISNUMBER(MATCH(B119,'Grid EFs'!$B$14:$B$167,0)),\"\",\"*\")","v":"*"},"Non-OECD",null,736.13379999999995,736.13379999999995,736.13379999999995,736.13379999999995,736.13379999999995,736.13379999999995,736.13379999999995,736.13379999999995,736.13379999999995,736.13379999999995,736.13379999999995,736.13379999999995,736.13379999999995,736.13379999999995,736.13379999999995,736.13379999999995,736.13379999999995,736.13379999999995,736.13379999999995,736.13379999999995,736.13379999999995,736.13379999999995,736.13379999999995,736.13379999999995,736.13379999999995,736.13379999999995,736.13379999999995,736.13379999999995,736.13379999999995,736.13379999999995,736.13379999999995,736.13379999999995,736.13379999999995,736.13379999999995,736.13379999999995,736.13379999999995,736.13379999999995,736.13379999999995,736.13379999999995,736.13379999999995,736.13379999999995,736.13379999999995,736.13379999999995,736.13379999999995,736.13379999999995,null,736.13379999999995,736.13379999999995,736.13379999999995,736.13379999999995,736.13379999999995,736.13379999999995,736.13379999999995,736.13379999999995,736.13379999999995,736.13379999999995,736.13379999999995,736.13379999999995,736.13379999999995,736.13379999999995,736.13379999999995,736.13379999999995,736.13379999999995,736.13379999999995,736.13379999999995,736.13379999999995,736.13379999999995,736.13379999999995,736.13379999999995,736.13379999999995,736.13379999999995,736.13379999999995,736.13379999999995,736.13379999999995,736.13379999999995,736.13379999999995,736.13379999999995,736.13379999999995,736.13379999999995,736.13379999999995,736.13379999999995,736.13379999999995,736.13379999999995,736.13379999999995,736.13379999999995,736.13379999999995,736.13379999999995,736.13379999999995,736.13379999999995,736.13379999999995,736.13379999999995]
[null,"Moldova","Republic of Moldova","MD","MD","MDA",498,47,29,"Europe",497.12479999999999,{"$f":"IF(ISERROR(VLOOKUP($B120,'Grid EFs'!$B$14:$F$167,3,FALSE)),VLOOKUP($J120,'Grid EFs'!$B$4:$F$9,3,FALSE),VLOOKUP($B120,'Grid EFs'!$B$14:$F$167,3,FALSE))","v":919.05070000000001},{"$f":"IF(ISERROR(VLOOKUP($B120,'Grid EFs'!$B$14:$F$167,4,FALSE)),VLOOKUP($J120,'Grid EFs'!$B$4:$F$9,4,FALSE),VLOOKUP($B120,'Grid EFs'!$B$14:$F$167,4,FALSE))","v":785.51969999999994},{"$f":"IF(ISERROR(VLOOKUP($B120,'Grid EFs'!$B$14:$F$167,5,FALSE)),VLOOKUP($J120,'Grid EFs'!$B$4:$F$9,5,FALSE),VLOOKUP($B120,'Grid EFs'!$B$14:$F$167,5,FALSE))","v":521.75530000000003},497.12479999999999,"N/A",3.37,{"$f":"IF(ISERROR(VLOOKUP($B120,LineLoss!$B$4:$C$147,2,FALSE)),VLOOKUP($J120,LineLoss!$E$4:$F$9,2,FALSE),VLOOKUP($B120,LineLoss!$B$4:$C$147,2,FALSE))","v":0.10199026384034973},{"$f":"IF(ISNUMBER(MATCH(B120,'Grid EFs'!$B$14:$B$167,0)),\"\",\"*\")","v":""},"Eastern Europe & Eurasia",null,497.12479999999999,497.12479999999999,497.12479999999999,497.12479999999999,497.12479999999999,497.12479999999999,497.12479999999999,497.12479999999999,497.12479999999999,497.12479999999999,497.12479999999999,497.12479999999999,497.12479999999999,497.12479999999999,497.12479999999999,497.12479999999999,497.12479999999999,497.12479999999999,497.12479999999999,497.12479999999999,497.12479999999999,497.12479999999999,497.12479999999999,497.12479999999999,497.12479999999999,497.12479999999999,497.12479999999999,497.12479999999999,497.12479999999999,497.12479999999999,497.12479999999999,497.12479999999999,497.12479999999999,497.12479999999999,497.12479999999999,497.12479999999999,497.12479999999999,497.12479999999999,497.12479999999999,497.12479999999999,497.12479999999999,497.12479999999999,497.12479999999999,497.12479999999999,497.12479999999999,null,497.12479999999999,497.12479999999999,497.12479999999999,497.12479999999999,497.12479999999999,497.12479999999999,497.12479999999999,497.12479999999999,497.12479999999999,497.12479999999999,497.12479999999999,497.12479999999999,497.12479999999999,497.12479999999999,497.12479999999999,497.12479999999999,497.12479999999999,497.12479999999999,497.12479999999999,497.12479999999999,497.12479999999999,497.12479999999999,497.12479999999999,497.12479999999999,497.12479999999999,497.12479999999999,497.12479999999999,497.12479999999999,497.12479999999999,497.12479999999999,497.12479999999999,497.12479999999999,497.12479999999999,497.12479999999999,497.12479999999999,497.12479999999999,497.12479999999999,497.12479999999999,497.12479999999999,497.12479999999999,497.12479999999999,497.12479999999999,497.12479999999999,497.12479999999999,497.12479999999999]
[null,"Monaco","Principality of Monaco","MN","MC","MCO",492,43.7333,7.4,"Europe",331.06400000000002,{"$f":"IF(ISERROR(VLOOKUP($B121,'Grid EFs'!$B$14:$F$167,3,FALSE)),VLOOKUP($J121,'Grid EFs'!$B$4:$F$9,3,FALSE),VLOOKUP($B121,'Grid EFs'!$B$14:$F$167,3,FALSE))","v":917.48320000000001},{"$f":"IF(ISERROR(VLOOKUP($B121,'Grid EFs'!$B$14:$F$167,4,FALSE)),VLOOKUP($J121,'Grid EFs'!$B$4:$F$9,4,FALSE),VLOOKUP($B121,'Grid EFs'!$B$14:$F$167,4,FALSE))","v":690.57929999999999},{"$f":"IF(ISERROR(VLOOKUP($B121,'Grid EFs'!$B$14:$F$167,5,FALSE)),VLOOKUP($J121,'Grid EFs'!$B$4:$F$9,5,FALSE),VLOOKUP($B121,'Grid EFs'!$B$14:$F$167,5,FALSE))","v":359.07440000000003},331.06400000000002,"N/A",3.67,{"$f":"IF(ISERROR(VLOOKUP($B121,LineLoss!$B$4:$C$147,2,FALSE)),VLOOKUP($J121,LineLoss!$E$4:$F$9,2,FALSE),VLOOKUP($B121,LineLoss!$B$4:$C$147,2,FALSE))","v":5.8109323007447068E-2},{"$f":"IF(ISNUMBER(MATCH(B121,'Grid EFs'!$B$14:$B$167,0)),\"\",\"*\")","v":"*"},"Non-OECD",null,331.06400000000002,331.06400000000002,331.06400000000002,331.06400000000002,331.06400000000002,331.06400000000002,331.06400000000002,331.06400000000002,331.06400000000002,331.06400000000002,331.06400000000002,331.06400000000002,331.06400000000002,331.06400000000002,331.06400000000002,331.06400000000002,331.06400000000002,331.06400000000002,331.06400000000002,331.06400000000002,331.06400000000002,331.06400000000002,331.06400000000002,331.06400000000002,331.06400000000002,331.06400000000002,331.06400000000002,331.06400000000002,331.06400000000002,331.06400000000002,331.06400000000002,331.06400000000002,331.06400000000002,331.06400000000002,331.06400000000002,331.06400000000002,331.06400000000002,331.06400000000002,331.06400000000002,331.06400000000002,331.06400000000002,331.06400000000002,331.06400000000002,331.06400000000002,331.06400000000002,null,331.06400000000002,331.06400000000002,331.06400000000002,331.06400000000002,331.06400000000002,331.06400000000002,331.06400000000002,331.06400000000002,331.06400000000002,331.06400000000002,331.06400000000002,331.06400000000002,331.06400000000002,331.06400000000002,331.06400000000002,331.06400000000002,331.06400000000002,331.06400000000002,331.06400000000002,331.06400000000002,331.06400000000002,331.06400000000002,331.06400000000002,331.06400000000002,331.06400000000002,331.06400000000002,331.06400000000002,331.06400000000002,331.06400000000002,331.06400000000002,331.06400000000002,331.06400000000002,331.06400000000002,331.06400000000002,331.06400000000002,331.06400000000002,331.06400000000002,331.06400000000002,331.06400000000002,331.06400000000002,331.06400000000002,331.06400000000002,331.06400000000002,331.06400000000002,331.06400000000002]
[null,"Mongolia","Mongolia","MG","MN","MNG",496,46,105,"Asia",1130,{"$f":"IF(ISERROR(VLOOKUP($B122,'Grid EFs'!$B$14:$F$167,3,FALSE)),VLOOKUP($J122,'Grid EFs'!$B$4:$F$9,3,FALSE),VLOOKUP($B122,'Grid EFs'!$B$14:$F$167,3,FALSE))","v":875.55420000000004},{"$f":"IF(ISERROR(VLOOKUP($B122,'Grid EFs'!$B$14:$F$167,4,FALSE)),VLOOKUP($J122,'Grid EFs'!$B$4:$F$9,4,FALSE),VLOOKUP($B122,'Grid EFs'!$B$14:$F$167,4,FALSE))","v":1038.2815000000001},{"$f":"IF(ISERROR(VLOOKUP($B122,'Grid EFs'!$B$14:$F$167,5,FALSE)),VLOOKUP($J122,'Grid EFs'!$B$4:$F$9,5,FALSE),VLOOKUP($B122,'Grid EFs'!$B$14:$F$167,5,FALSE))","v":451.97480000000002},884.1028,1130,4.2,{"$f":"IF(ISERROR(VLOOKUP($B122,LineLoss!$B$4:$C$147,2,FALSE)),VLOOKUP($J122,LineLoss!$E$4:$F$9,2,FALSE),VLOOKUP($B122,LineLoss!$B$4:$C$147,2,FALSE))","v":8.2757554009730963E-2},{"$f":"IF(ISNUMBER(MATCH(B122,'Grid EFs'!$B$14:$B$167,0)),\"\",\"*\")","v":""},"Non-OECD Asia",null,1130,1130,1130,1130,1130,1130,1130,1130,1130,1130,1130,1130,1130,1130,1130,1130,1130,1130,1130,1130,1130,1130,1130,1130,1130,1130,1130,1130,1130,1130,1130,1130,1130,1130,1130,1130,1130,1130,1130,1130,1130,1130,1130,1130,1130,null,1130,1130,1130,1130,1130,1130,1130,1130,1130,1130,1130,1130,1130,1130,1130,1130,1130,1130,1130,1130,1130,1130,1130,1130,1130,1130,1130,1130,1130,1130,1130,1130,1130,1130,1130,1130,1130,1130,1130,1130,1130,1130,1130,1130,1130]
[null,"Montenegro","Montenegro","MJ","ME","MNE",499,42,19,"Europe",983.6,{"$f":"IF(ISERROR(VLOOKUP($B123,'Grid EFs'!$B$14:$F$167,3,FALSE)),VLOOKUP($J123,'Grid EFs'!$B$4:$F$9,3,FALSE),VLOOKUP($B123,'Grid EFs'!$B$14:$F$167,3,FALSE))","v":1132.5757000000001},{"$f":"IF(ISERROR(VLOOKUP($B123,'Grid EFs'!$B$14:$F$167,4,FALSE)),VLOOKUP($J123,'Grid EFs'!$B$4:$F$9,4,FALSE),VLOOKUP($B123,'Grid EFs'!$B$14:$F$167,4,FALSE))","v":785.51969999999994},{"$f":"IF(ISERROR(VLOOKUP($B123,'Grid EFs'!$B$14:$F$167,5,FALSE)),VLOOKUP($J123,'Grid EFs'!$B$4:$F$9,5,FALSE),VLOOKUP($B123,'Grid EFs'!$B$14:$F$167,5,FALSE))","v":527.41980000000001},545.46169999999995,983.6,3.88,{"$f":"IF(ISERROR(VLOOKUP($B123,LineLoss!$B$4:$C$147,2,FALSE)),VLOOKUP($J123,LineLoss!$E$4:$F$9,2,FALSE),VLOOKUP($B123,LineLoss!$B$4:$C$147,2,FALSE))","v":9.8910719081152371E-2},{"$f":"IF(ISNUMBER(MATCH(B123,'Grid EFs'!$B$14:$B$167,0)),\"\",\"*\")","v":""},"Non-OECD",null,983.6,983.6,983.6,983.6,983.6,983.6,983.6,983.6,983.6,983.6,983.6,983.6,983.6,983.6,983.6,983.6,983.6,983.6,983.6,983.6,983.6,983.6,983.6,983.6,983.6,983.6,983.6,983.6,983.6,983.6,983.6,983.6,983.6,983.6,983.6,983.6,983.6,983.6,983.6,983.6,983.6,983.6,983.6,983.6,983.6,null,983.6,983.6,983.6,983.6,983.6,983.6,983.6,983.6,983.6,983.6,983.6,983.6,983.6,983.6,983.6,983.6,983.6,983.6,983.6,983.6,983.6,983.6,983.6,983.6,983.6,983.6,983.6,983.6,983.6,983.6,983.6,983.6,983.6,983.6,983.6,983.6,983.6,983.6,983.6,983.6,983.6,983.6,983.6,983.6,983.6]
[null,"Morocco","Kingdom of Morocco","MO","MA","MAR",504,32,-5,"Africa",647.20000000000016,{"$f":"IF(ISERROR(VLOOKUP($B124,'Grid EFs'!$B$14:$F$167,3,FALSE)),VLOOKUP($J124,'Grid EFs'!$B$4:$F$9,3,FALSE),VLOOKUP($B124,'Grid EFs'!$B$14:$F$167,3,FALSE))","v":986.82029999999997},{"$f":"IF(ISERROR(VLOOKUP($B124,'Grid EFs'!$B$14:$F$167,4,FALSE)),VLOOKUP($J124,'Grid EFs'!$B$4:$F$9,4,FALSE),VLOOKUP($B124,'Grid EFs'!$B$14:$F$167,4,FALSE))","v":723.58849999999995},{"$f":"IF(ISERROR(VLOOKUP($B124,'Grid EFs'!$B$14:$F$167,5,FALSE)),VLOOKUP($J124,'Grid EFs'!$B$4:$F$9,5,FALSE),VLOOKUP($B124,'Grid EFs'!$B$14:$F$167,5,FALSE))","v":376.73469999999998},696.63,647.20000000000016,5.18,{"$f":"IF(ISERROR(VLOOKUP($B124,LineLoss!$B$4:$C$147,2,FALSE)),VLOOKUP($J124,LineLoss!$E$4:$F$9,2,FALSE),VLOOKUP($B124,LineLoss!$B$4:$C$147,2,FALSE))","v":8.1508808637105731E-2},{"$f":"IF(ISNUMBER(MATCH(B124,'Grid EFs'!$B$14:$B$167,0)),\"\",\"*\")","v":""},"Africa",null,647.20000000000016,647.20000000000016,647.20000000000016,647.20000000000016,647.20000000000016,647.20000000000016,647.20000000000016,647.20000000000016,647.20000000000016,647.20000000000016,647.20000000000016,647.20000000000016,647.20000000000016,647.20000000000016,647.20000000000016,647.20000000000016,647.20000000000016,647.20000000000016,647.20000000000016,647.20000000000016,647.20000000000016,647.20000000000016,647.20000000000016,647.20000000000016,647.20000000000016,647.20000000000016,647.20000000000016,647.20000000000016,647.20000000000016,647.20000000000016,647.20000000000016,647.20000000000016,647.20000000000016,647.20000000000016,647.20000000000016,647.20000000000016,647.20000000000016,647.20000000000016,647.20000000000016,647.20000000000016,647.20000000000016,647.20000000000016,647.20000000000016,647.20000000000016,647.20000000000016,null,{"$f":"$K124","v":647.20000000000016},647.20000000000016,647.20000000000016,647.20000000000016,647.20000000000016,647.20000000000016,647.20000000000016,647.20000000000016,647.20000000000016,647.20000000000016,{"$f":"$K124","v":647.20000000000016},647.20000000000016,647.20000000000016,647.20000000000016,647.20000000000016,647.20000000000016,647.20000000000016,647.20000000000016,647.20000000000016,647.20000000000016,647.20000000000016,647.20000000000016,647.20000000000016,647.20000000000016,647.20000000000016,647.20000000000016,647.20000000000016,647.20000000000016,647.20000000000016,647.20000000000016,647.20000000000016,647.20000000000016,647.20000000000016,647.20000000000016,647.20000000000016,647.20000000000016,647.20000000000016,647.20000000000016,647.20000000000016,647.20000000000016,647.20000000000016,647.20000000000016,647.20000000000016,647.20000000000016,647.20000000000016]
[null,"Mozambique","Republic of Mozambique","MZ","MZ","MOZ",508,-18.25,35,"Africa",964.40000000000009,{"$f":"IF(ISERROR(VLOOKUP($B125,'Grid EFs'!$B$14:$F$167,3,FALSE)),VLOOKUP($J125,'Grid EFs'!$B$4:$F$9,3,FALSE),VLOOKUP($B125,'Grid EFs'!$B$14:$F$167,3,FALSE))","v":974.53949999999998},{"$f":"IF(ISERROR(VLOOKUP($B125,'Grid EFs'!$B$14:$F$167,4,FALSE)),VLOOKUP($J125,'Grid EFs'!$B$4:$F$9,4,FALSE),VLOOKUP($B125,'Grid EFs'!$B$14:$F$167,4,FALSE))","v":833.97270000000003},{"$f":"IF(ISERROR(VLOOKUP($B125,'Grid EFs'!$B$14:$F$167,5,FALSE)),VLOOKUP($J125,'Grid EFs'!$B$4:$F$9,5,FALSE),VLOOKUP($B125,'Grid EFs'!$B$14:$F$167,5,FALSE))","v":853.80949999999996},1.1821999999999999,964.40000000000009,5.41,{"$f":"IF(ISERROR(VLOOKUP($B125,LineLoss!$B$4:$C$147,2,FALSE)),VLOOKUP($J125,LineLoss!$E$4:$F$9,2,FALSE),VLOOKUP($B125,LineLoss!$B$4:$C$147,2,FALSE))","v":8.6519294893573948E-2},{"$f":"IF(ISNUMBER(MATCH(B125,'Grid EFs'!$B$14:$B$167,0)),\"\",\"*\")","v":""},"Africa",null,964.40000000000009,964.40000000000009,964.40000000000009,964.40000000000009,964.40000000000009,964.40000000000009,964.40000000000009,964.40000000000009,964.40000000000009,964.40000000000009,964.40000000000009,964.40000000000009,964.40000000000009,964.40000000000009,964.40000000000009,964.40000000000009,964.40000000000009,964.40000000000009,964.40000000000009,964.40000000000009,964.40000000000009,964.40000000000009,964.40000000000009,964.40000000000009,964.40000000000009,964.40000000000009,964.40000000000009,964.40000000000009,964.40000000000009,964.40000000000009,964.40000000000009,964.40000000000009,964.40000000000009,964.40000000000009,964.40000000000009,964.40000000000009,964.40000000000009,964.40000000000009,964.40000000000009,964.40000000000009,964.40000000000009,964.40000000000009,964.40000000000009,964.40000000000009,964.40000000000009,null,964.40000000000009,964.40000000000009,964.40000000000009,964.40000000000009,964.40000000000009,964.40000000000009,964.40000000000009,964.40000000000009,964.40000000000009,964.40000000000009,964.40000000000009,964.40000000000009,964.40000000000009,964.40000000000009,964.40000000000009,964.40000000000009,964.40000000000009,964.40000000000009,964.40000000000009,964.40000000000009,964.40000000000009,964.40000000000009,964.40000000000009,964.40000000000009,964.40000000000009,964.40000000000009,964.40000000000009,964.40000000000009,964.40000000000009,964.40000000000009,964.40000000000009,964.40000000000009,964.40000000000009,964.40000000000009,964.40000000000009,964.40000000000009,964.40000000000009,964.40000000000009,964.40000000000009,964.40000000000009,964.40000000000009,964.40000000000009,964.40000000000009,964.40000000000009,964.40000000000009]
[null,"Namibia","Republic of Namibia","WA","NA","NAM",516,-22,17,"Africa",920,{"$f":"IF(ISERROR(VLOOKUP($B126,'Grid EFs'!$B$14:$F$167,3,FALSE)),VLOOKUP($J126,'Grid EFs'!$B$4:$F$9,3,FALSE),VLOOKUP($B126,'Grid EFs'!$B$14:$F$167,3,FALSE))","v":1402.5333000000001},{"$f":"IF(ISERROR(VLOOKUP($B126,'Grid EFs'!$B$14:$F$167,4,FALSE)),VLOOKUP($J126,'Grid EFs'!$B$4:$F$9,4,FALSE),VLOOKUP($B126,'Grid EFs'!$B$14:$F$167,4,FALSE))","v":1110.3333},{"$f":"IF(ISERROR(VLOOKUP($B126,'Grid EFs'!$B$14:$F$167,5,FALSE)),VLOOKUP($J126,'Grid EFs'!$B$4:$F$9,5,FALSE),VLOOKUP($B126,'Grid EFs'!$B$14:$F$167,5,FALSE))","v":456.774},26.995699999999999,920,6.2,{"$f":"IF(ISERROR(VLOOKUP($B126,LineLoss!$B$4:$C$147,2,FALSE)),VLOOKUP($J126,LineLoss!$E$4:$F$9,2,FALSE),VLOOKUP($B126,LineLoss!$B$4:$C$147,2,FALSE))","v":0.10446053736616828},{"$f":"IF(ISNUMBER(MATCH(B126,'Grid EFs'!$B$14:$B$167,0)),\"\",\"*\")","v":""},"Africa",null,920,920,920,920,920,920,920,920,920,920,920,920,920,920,920,920,920,920,920,920,920,920,920,920,920,920,920,920,920,920,920,920,920,920,920,920,920,920,920,920,920,920,920,920,920,null,920,920,920,920,920,920,920,920,920,920,920,920,920,920,920,920,920,920,920,920,920,920,920,920,920,920,920,920,920,920,920,920,920,920,920,920,920,920,920,920,920,920,920,920,920]
[null,"Nauru","Republic of Nauru","NR","NR","NRU",520,-0.5333,166.91669999999999,"Oceania",736.13379999999995,{"$f":"IF(ISERROR(VLOOKUP($B127,'Grid EFs'!$B$14:$F$167,3,FALSE)),VLOOKUP($J127,'Grid EFs'!$B$4:$F$9,3,FALSE),VLOOKUP($B127,'Grid EFs'!$B$14:$F$167,3,FALSE))","v":931.32029999999997},{"$f":"IF(ISERROR(VLOOKUP($B127,'Grid EFs'!$B$14:$F$167,4,FALSE)),VLOOKUP($J127,'Grid EFs'!$B$4:$F$9,4,FALSE),VLOOKUP($B127,'Grid EFs'!$B$14:$F$167,4,FALSE))","v":633.54280000000006},{"$f":"IF(ISERROR(VLOOKUP($B127,'Grid EFs'!$B$14:$F$167,5,FALSE)),VLOOKUP($J127,'Grid EFs'!$B$4:$F$9,5,FALSE),VLOOKUP($B127,'Grid EFs'!$B$14:$F$167,5,FALSE))","v":439.2518},736.13379999999995,"N/A",6.11,{"$f":"IF(ISERROR(VLOOKUP($B127,LineLoss!$B$4:$C$147,2,FALSE)),VLOOKUP($J127,LineLoss!$E$4:$F$9,2,FALSE),VLOOKUP($B127,LineLoss!$B$4:$C$147,2,FALSE))","v":5.2001785658027835E-2},{"$f":"IF(ISNUMBER(MATCH(B127,'Grid EFs'!$B$14:$B$167,0)),\"\",\"*\")","v":"*"},"Non-OECD",null,736.13379999999995,736.13379999999995,736.13379999999995,736.13379999999995,736.13379999999995,736.13379999999995,736.13379999999995,736.13379999999995,736.13379999999995,736.13379999999995,736.13379999999995,736.13379999999995,736.13379999999995,736.13379999999995,736.13379999999995,736.13379999999995,736.13379999999995,736.13379999999995,736.13379999999995,736.13379999999995,736.13379999999995,736.13379999999995,736.13379999999995,736.13379999999995,736.13379999999995,736.13379999999995,736.13379999999995,736.13379999999995,736.13379999999995,736.13379999999995,736.13379999999995,736.13379999999995,736.13379999999995,736.13379999999995,736.13379999999995,736.13379999999995,736.13379999999995,736.13379999999995,736.13379999999995,736.13379999999995,736.13379999999995,736.13379999999995,736.13379999999995,736.13379999999995,736.13379999999995,null,736.13379999999995,736.13379999999995,736.13379999999995,736.13379999999995,736.13379999999995,736.13379999999995,736.13379999999995,736.13379999999995,736.13379999999995,736.13379999999995,736.13379999999995,736.13379999999995,736.13379999999995,736.13379999999995,736.13379999999995,736.13379999999995,736.13379999999995,736.13379999999995,736.13379999999995,736.13379999999995,736.13379999999995,736.13379999999995,736.13379999999995,736.13379999999995,736.13379999999995,736.13379999999995,736.13379999999995,736.13379999999995,736.13379999999995,736.13379999999995,736.13379999999995,736.13379999999995,736.13379999999995,736.13379999999995,736.13379999999995,736.13379999999995,736.13379999999995,736.13379999999995,736.13379999999995,736.13379999999995,736.13379999999995,736.13379999999995,736.13379999999995,736.13379999999995,736.13379999999995]
[null,"Nepal","Federal Democratic Republic of Nepal","NP","NP","NPL",524,28,84,"Asia",846.53392083466008,{"$f":"IF(ISERROR(VLOOKUP($B128,'Grid EFs'!$B$14:$F$167,3,FALSE)),VLOOKUP($J128,'Grid EFs'!$B$4:$F$9,3,FALSE),VLOOKUP($B128,'Grid EFs'!$B$14:$F$167,3,FALSE))","v":1144.2709},{"$f":"IF(ISERROR(VLOOKUP($B128,'Grid EFs'!$B$14:$F$167,4,FALSE)),VLOOKUP($J128,'Grid EFs'!$B$4:$F$9,4,FALSE),VLOOKUP($B128,'Grid EFs'!$B$14:$F$167,4,FALSE))","v":712.94740000000002},{"$f":"IF(ISERROR(VLOOKUP($B128,'Grid EFs'!$B$14:$F$167,5,FALSE)),VLOOKUP($J128,'Grid EFs'!$B$4:$F$9,5,FALSE),VLOOKUP($B128,'Grid EFs'!$B$14:$F$167,5,FALSE))","v":451.97480000000002},3.8136000000000001,846.53392083466008,5.0599999999999996,{"$f":"IF(ISERROR(VLOOKUP($B128,LineLoss!$B$4:$C$147,2,FALSE)),VLOOKUP($J128,LineLoss!$E$4:$F$9,2,FALSE),VLOOKUP($B128,LineLoss!$B$4:$C$147,2,FALSE))","v":0.12083028942699647},{"$f":"IF(ISNUMBER(MATCH(B128,'Grid EFs'!$B$14:$B$167,0)),\"\",\"*\")","v":""},"Non-OECD Asia",null,846.53392083466008,846.53392083466008,846.53392083466008,846.53392083466008,846.53392083466008,846.53392083466008,846.53392083466008,846.53392083466008,846.53392083466008,846.53392083466008,846.53392083466008,846.53392083466008,846.53392083466008,846.53392083466008,846.53392083466008,846.53392083466008,846.53392083466008,846.53392083466008,846.53392083466008,846.53392083466008,846.53392083466008,846.53392083466008,846.53392083466008,846.53392083466008,846.53392083466008,846.53392083466008,846.53392083466008,846.53392083466008,846.53392083466008,846.53392083466008,846.53392083466008,846.53392083466008,846.53392083466008,846.53392083466008,846.53392083466008,846.53392083466008,846.53392083466008,846.53392083466008,846.53392083466008,846.53392083466008,846.53392083466008,846.53392083466008,846.53392083466008,846.53392083466008,846.53392083466008,null,846.53392083466008,846.53392083466008,846.53392083466008,846.53392083466008,846.53392083466008,846.53392083466008,846.53392083466008,846.53392083466008,846.53392083466008,846.53392083466008,846.53392083466008,846.53392083466008,846.53392083466008,846.53392083466008,846.53392083466008,846.53392083466008,846.53392083466008,846.53392083466008,846.53392083466008,846.53392083466008,846.53392083466008,846.53392083466008,846.53392083466008,846.53392083466008,846.53392083466008,846.53392083466008,846.53392083466008,846.53392083466008,846.53392083466008,846.53392083466008,846.53392083466008,846.53392083466008,846.53392083466008,846.53392083466008,846.53392083466008,846.53392083466008,846.53392083466008,846.53392083466008,846.53392083466008,846.53392083466008,846.53392083466008,846.53392083466008,846.53392083466008,846.53392083466008,846.53392083466008]
[null,"Netherlands","Kingdom of the Netherlands","NL","NL","NLD",528,52.5,5.75,"Europe",440.69659999999999,{"$f":"IF(ISERROR(VLOOKUP($B129,'Grid EFs'!$B$14:$F$167,3,FALSE)),VLOOKUP($J129,'Grid EFs'!$B$4:$F$9,3,FALSE),VLOOKUP($B129,'Grid EFs'!$B$14:$F$167,3,FALSE))","v":912.89919999999995},{"$f":"IF(ISERROR(VLOOKUP($B129,'Grid EFs'!$B$14:$F$167,4,FALSE)),VLOOKUP($J129,'Grid EFs'!$B$4:$F$9,4,FALSE),VLOOKUP($B129,'Grid EFs'!$B$14:$F$167,4,FALSE))","v":703.0788},{"$f":"IF(ISERROR(VLOOKUP($B129,'Grid EFs'!$B$14:$F$167,5,FALSE)),VLOOKUP($J129,'Grid EFs'!$B$4:$F$9,5,FALSE),VLOOKUP($B129,'Grid EFs'!$B$14:$F$167,5,FALSE))","v":300.13510000000002},440.69659999999999,"N/A",2.87,{"$f":"IF(ISERROR(VLOOKUP($B129,LineLoss!$B$4:$C$147,2,FALSE)),VLOOKUP($J129,LineLoss!$E$4:$F$9,2,FALSE),VLOOKUP($B129,LineLoss!$B$4:$C$147,2,FALSE))","v":3.7946664409079553E-2},{"$f":"IF(ISNUMBER(MATCH(B129,'Grid EFs'!$B$14:$B$167,0)),\"\",\"*\")","v":""},"OECD Europe",null,440.69659999999999,440.69659999999999,440.69659999999999,440.69659999999999,440.69659999999999,440.69659999999999,440.69659999999999,440.69659999999999,440.69659999999999,440.69659999999999,440.69659999999999,440.69659999999999,440.69659999999999,440.69659999999999,440.69659999999999,440.69659999999999,440.69659999999999,440.69659999999999,440.69659999999999,440.69659999999999,440.69659999999999,440.69659999999999,440.69659999999999,440.69659999999999,440.69659999999999,440.69659999999999,440.69659999999999,440.69659999999999,440.69659999999999,440.69659999999999,440.69659999999999,440.69659999999999,440.69659999999999,440.69659999999999,440.69659999999999,440.69659999999999,440.69659999999999,440.69659999999999,440.69659999999999,440.69659999999999,440.69659999999999,440.69659999999999,440.69659999999999,440.69659999999999,440.69659999999999,null,440.69659999999999,440.69659999999999,440.69659999999999,440.69659999999999,440.69659999999999,440.69659999999999,440.69659999999999,440.69659999999999,440.69659999999999,440.69659999999999,440.69659999999999,440.69659999999999,440.69659999999999,440.69659999999999,440.69659999999999,440.69659999999999,440.69659999999999,440.69659999999999,440.69659999999999,440.69659999999999,440.69659999999999,440.69659999999999,440.69659999999999,440.69659999999999,440.69659999999999,440.69659999999999,440.69659999999999,440.69659999999999,440.69659999999999,440.69659999999999,440.69659999999999,440.69659999999999,440.69659999999999,440.69659999999999,440.69659999999999,440.69659999999999,440.69659999999999,440.69659999999999,440.69659999999999,440.69659999999999,440.69659999999999,440.69659999999999,440.69659999999999,440.69659999999999,440.69659999999999]
[null,"New Zealand","New Zealand","NZ","NZ","NZL",554,-41,174,"Oceania",173.28200000000001,{"$f":"IF(ISERROR(VLOOKUP($B130,'Grid EFs'!$B$14:$F$167,3,FALSE)),VLOOKUP($J130,'Grid EFs'!$B$4:$F$9,3,FALSE),VLOOKUP($B130,'Grid EFs'!$B$14:$F$167,3,FALSE))","v":1127.9532999999999},{"$f":"IF(ISERROR(VLOOKUP($B130,'Grid EFs'!$B$14:$F$167,4,FALSE)),VLOOKUP($J130,'Grid EFs'!$B$4:$F$9,4,FALSE),VLOOKUP($B130,'Grid EFs'!$B$14:$F$167,4,FALSE))","v":1040.6667},{"$f":"IF(ISERROR(VLOOKUP($B130,'Grid EFs'!$B$14:$F$167,5,FALSE)),VLOOKUP($J130,'Grid EFs'!$B$4:$F$9,5,FALSE),VLOOKUP($B130,'Grid EFs'!$B$14:$F$167,5,FALSE))","v":411.54259999999999},173.28200000000001,"N/A",4.46,{"$f":"IF(ISERROR(VLOOKUP($B130,LineLoss!$B$4:$C$147,2,FALSE)),VLOOKUP($J130,LineLoss!$E$4:$F$9,2,FALSE),VLOOKUP($B130,LineLoss!$B$4:$C$147,2,FALSE))","v":5.7198995787467392E-2},{"$f":"IF(ISNUMBER(MATCH(B130,'Grid EFs'!$B$14:$B$167,0)),\"\",\"*\")","v":""},"OECD Asia Oceania",null,173.28200000000001,173.28200000000001,173.28200000000001,173.28200000000001,173.28200000000001,173.28200000000001,173.28200000000001,173.28200000000001,173.28200000000001,173.28200000000001,173.28200000000001,173.28200000000001,173.28200000000001,173.28200000000001,173.28200000000001,173.28200000000001,173.28200000000001,173.28200000000001,173.28200000000001,173.28200000000001,173.28200000000001,173.28200000000001,173.28200000000001,173.28200000000001,173.28200000000001,173.28200000000001,173.28200000000001,173.28200000000001,173.28200000000001,173.28200000000001,173.28200000000001,173.28200000000001,173.28200000000001,173.28200000000001,173.28200000000001,173.28200000000001,173.28200000000001,173.28200000000001,173.28200000000001,173.28200000000001,173.28200000000001,173.28200000000001,173.28200000000001,173.28200000000001,173.28200000000001,null,173.28200000000001,173.28200000000001,173.28200000000001,173.28200000000001,173.28200000000001,173.28200000000001,173.28200000000001,173.28200000000001,173.28200000000001,173.28200000000001,173.28200000000001,173.28200000000001,173.28200000000001,173.28200000000001,173.28200000000001,173.28200000000001,173.28200000000001,173.28200000000001,173.28200000000001,173.28200000000001,173.28200000000001,173.28200000000001,173.28200000000001,173.28200000000001,173.28200000000001,173.28200000000001,173.28200000000001,173.28200000000001,173.28200000000001,173.28200000000001,173.28200000000001,173.28200000000001,173.28200000000001,173.28200000000001,173.28200000000001,173.28200000000001,173.28200000000001,173.28200000000001,173.28200000000001,173.28200000000001,173.28200000000001,173.28200000000001,173.28200000000001,173.28200000000001,173.28200000000001]
[null,"Nicaragua","Republic of Nicaragua","NU","NI","NIC",558,13,-85,"North America",631.24,{"$f":"IF(ISERROR(VLOOKUP($B131,'Grid EFs'!$B$14:$F$167,3,FALSE)),VLOOKUP($J131,'Grid EFs'!$B$4:$F$9,3,FALSE),VLOOKUP($B131,'Grid EFs'!$B$14:$F$167,3,FALSE))","v":1240.4880000000001},{"$f":"IF(ISERROR(VLOOKUP($B131,'Grid EFs'!$B$14:$F$167,4,FALSE)),VLOOKUP($J131,'Grid EFs'!$B$4:$F$9,4,FALSE),VLOOKUP($B131,'Grid EFs'!$B$14:$F$167,4,FALSE))","v":711.10929999999996},{"$f":"IF(ISERROR(VLOOKUP($B131,'Grid EFs'!$B$14:$F$167,5,FALSE)),VLOOKUP($J131,'Grid EFs'!$B$4:$F$9,5,FALSE),VLOOKUP($B131,'Grid EFs'!$B$14:$F$167,5,FALSE))","v":502.83659999999998},406.62540000000001,631.24,4.5599999999999996,{"$f":"IF(ISERROR(VLOOKUP($B131,LineLoss!$B$4:$C$147,2,FALSE)),VLOOKUP($J131,LineLoss!$E$4:$F$9,2,FALSE),VLOOKUP($B131,LineLoss!$B$4:$C$147,2,FALSE))","v":9.1213803073282473E-2},{"$f":"IF(ISNUMBER(MATCH(B131,'Grid EFs'!$B$14:$B$167,0)),\"\",\"*\")","v":""},"Latin America",null,631.24,631.24,631.24,631.24,631.24,631.24,631.24,631.24,631.24,631.24,631.24,631.24,631.24,631.24,631.24,631.24,631.24,631.24,631.24,631.24,631.24,631.24,631.24,631.24,631.24,631.24,631.24,631.24,631.24,631.24,631.24,{"$f":"$K131","v":631.24},631.24,631.24,631.24,631.24,631.24,631.24,631.24,631.24,631.24,631.24,631.24,631.24,631.24,null,631.24,631.24,631.24,631.24,631.24,631.24,631.24,631.24,631.24,631.24,631.24,631.24,631.24,631.24,631.24,631.24,631.24,631.24,631.24,631.24,631.24,631.24,631.24,631.24,631.24,631.24,631.24,631.24,631.24,631.24,631.24,631.24,631.24,631.24,631.24,631.24,631.24,631.24,631.24,631.24,631.24,631.24,631.24,631.24,631.24]
[null,"Niger","Republic of Niger","NG","NE","NER",562,16,8,"Africa",720.02358500000003,{"$f":"IF(ISERROR(VLOOKUP($B132,'Grid EFs'!$B$14:$F$167,3,FALSE)),VLOOKUP($J132,'Grid EFs'!$B$4:$F$9,3,FALSE),VLOOKUP($B132,'Grid EFs'!$B$14:$F$167,3,FALSE))","v":974.53949999999998},{"$f":"IF(ISERROR(VLOOKUP($B132,'Grid EFs'!$B$14:$F$167,4,FALSE)),VLOOKUP($J132,'Grid EFs'!$B$4:$F$9,4,FALSE),VLOOKUP($B132,'Grid EFs'!$B$14:$F$167,4,FALSE))","v":833.97270000000003},{"$f":"IF(ISERROR(VLOOKUP($B132,'Grid EFs'!$B$14:$F$167,5,FALSE)),VLOOKUP($J132,'Grid EFs'!$B$4:$F$9,5,FALSE),VLOOKUP($B132,'Grid EFs'!$B$14:$F$167,5,FALSE))","v":456.774},597.66229999999996,720.02358500000003,6.67,{"$f":"IF(ISERROR(VLOOKUP($B132,LineLoss!$B$4:$C$147,2,FALSE)),VLOOKUP($J132,LineLoss!$E$4:$F$9,2,FALSE),VLOOKUP($B132,LineLoss!$B$4:$C$147,2,FALSE))","v":7.571494692664206E-2},{"$f":"IF(ISNUMBER(MATCH(B132,'Grid EFs'!$B$14:$B$167,0)),\"\",\"*\")","v":"*"},"Africa",null,720.02358500000003,720.02358500000003,720.02358500000003,720.02358500000003,720.02358500000003,720.02358500000003,720.02358500000003,720.02358500000003,720.02358500000003,720.02358500000003,720.02358500000003,720.02358500000003,720.02358500000003,720.02358500000003,720.02358500000003,{"$f":"$K132","v":720.02358500000003},720.02358500000003,720.02358500000003,720.02358500000003,720.02358500000003,720.02358500000003,720.02358500000003,720.02358500000003,720.02358500000003,720.02358500000003,720.02358500000003,720.02358500000003,720.02358500000003,720.02358500000003,720.02358500000003,720.02358500000003,720.02358500000003,720.02358500000003,720.02358500000003,720.02358500000003,720.02358500000003,720.02358500000003,720.02358500000003,720.02358500000003,720.02358500000003,720.02358500000003,720.02358500000003,720.02358500000003,720.02358500000003,720.02358500000003,null,720.02358500000003,720.02358500000003,720.02358500000003,720.02358500000003,720.02358500000003,720.02358500000003,720.02358500000003,720.02358500000003,720.02358500000003,720.02358500000003,720.02358500000003,720.02358500000003,720.02358500000003,720.02358500000003,720.02358500000003,720.02358500000003,720.02358500000003,720.02358500000003,720.02358500000003,720.02358500000003,720.02358500000003,720.02358500000003,720.02358500000003,720.02358500000003,720.02358500000003,720.02358500000003,{"$f":"$K132","v":720.02358500000003},720.02358500000003,720.02358500000003,720.02358500000003,720.02358500000003,720.02358500000003,720.02358500000003,720.02358500000003,720.02358500000003,720.02358500000003,720.02358500000003,720.02358500000003,720.02358500000003,720.02358500000003,720.02358500000003,720.02358500000003,{"$f":"$K132","v":720.02358500000003},720.02358500000003,720.02358500000003]
[null,"Nigeria","Federal Republic of Nigeria","NI","NG","NGA",566,10,8,"Africa",{"$f":"IF(P133=\"N/A\",O133,P133)","v":573.28},{"$f":"IF(ISERROR(VLOOKUP($B133,'Grid EFs'!$B$14:$F$167,3,FALSE)),VLOOKUP($J133,'Grid EFs'!$B$4:$F$9,3,FALSE),VLOOKUP($B133,'Grid EFs'!$B$14:$F$167,3,FALSE))","v":974.53949999999998},{"$f":"IF(ISERROR(VLOOKUP($B133,'Grid EFs'!$B$14:$F$167,4,FALSE)),VLOOKUP($J133,'Grid EFs'!$B$4:$F$9,4,FALSE),VLOOKUP($B133,'Grid EFs'!$B$14:$F$167,4,FALSE))","v":833.97270000000003},{"$f":"IF(ISERROR(VLOOKUP($B133,'Grid EFs'!$B$14:$F$167,5,FALSE)),VLOOKUP($J133,'Grid EFs'!$B$4:$F$9,5,FALSE),VLOOKUP($B133,'Grid EFs'!$B$14:$F$167,5,FALSE))","v":502.23219999999998},403.22390000000001,573.28,5.69,{"$f":"IF(ISERROR(VLOOKUP($B133,LineLoss!$B$4:$C$147,2,FALSE)),VLOOKUP($J133,LineLoss!$E$4:$F$9,2,FALSE),VLOOKUP($B133,LineLoss!$B$4:$C$147,2,FALSE))","v":7.5301373595601281E-2},{"$f":"IF(ISNUMBER(MATCH(B133,'Grid EFs'!$B$14:$B$167,0)),\"\",\"*\")","v":""},"Africa",null,{"$f":"$K133","v":573.28},573.28,573.28,573.28,573.28,573.28,573.28,573.28,573.28,573.28,573.28,573.28,573.28,573.28,573.28,573.28,573.28,573.28,573.28,573.28,573.28,573.28,573.28,573.28,573.28,573.28,573.28,573.28,573.28,573.28,573.28,573.28,573.28,573.28,573.28,573.28,573.28,573.28,573.28,573.28,573.28,573.28,573.28,573.28,573.28,null,573.28,573.28,573.28,573.28,573.28,573.28,573.28,573.28,573.28,573.28,573.28,573.28,573.28,573.28,573.28,573.28,573.28,573.28,573.28,573.28,573.28,573.28,573.28,573.28,573.28,573.28,573.28,573.28,573.28,573.28,573.28,573.28,573.28,573.28,573.28,573.28,573.28,573.28,573.28,573.28,573.28,573.28,573.28,573.28,573.28]
[null,"Norway","Kingdom of Norway","NO","NO","NOR",578,62,10,"Europe",8.0572999999999997,{"$f":"IF(ISERROR(VLOOKUP($B134,'Grid EFs'!$B$14:$F$167,3,FALSE)),VLOOKUP($J134,'Grid EFs'!$B$4:$F$9,3,FALSE),VLOOKUP($B134,'Grid EFs'!$B$14:$F$167,3,FALSE))","v":1191.7299},{"$f":"IF(ISERROR(VLOOKUP($B134,'Grid EFs'!$B$14:$F$167,4,FALSE)),VLOOKUP($J134,'Grid EFs'!$B$4:$F$9,4,FALSE),VLOOKUP($B134,'Grid EFs'!$B$14:$F$167,4,FALSE))","v":304.37299999999999},{"$f":"IF(ISERROR(VLOOKUP($B134,'Grid EFs'!$B$14:$F$167,5,FALSE)),VLOOKUP($J134,'Grid EFs'!$B$4:$F$9,5,FALSE),VLOOKUP($B134,'Grid EFs'!$B$14:$F$167,5,FALSE))","v":338.78710000000001},8.0572999999999997,"N/A",2.4300000000000002,{"$f":"IF(ISERROR(VLOOKUP($B134,LineLoss!$B$4:$C$147,2,FALSE)),VLOOKUP($J134,LineLoss!$E$4:$F$9,2,FALSE),VLOOKUP($B134,LineLoss!$B$4:$C$147,2,FALSE))","v":5.714087819177658E-2},{"$f":"IF(ISNUMBER(MATCH(B134,'Grid EFs'!$B$14:$B$167,0)),\"\",\"*\")","v":""},"OECD Europe",null,8.0572999999999997,8.0572999999999997,8.0572999999999997,8.0572999999999997,8.0572999999999997,8.0572999999999997,8.0572999999999997,8.0572999999999997,8.0572999999999997,8.0572999999999997,8.0572999999999997,8.0572999999999997,8.0572999999999997,8.0572999999999997,8.0572999999999997,8.0572999999999997,8.0572999999999997,8.0572999999999997,8.0572999999999997,8.0572999999999997,8.0572999999999997,8.0572999999999997,8.0572999999999997,8.0572999999999997,8.0572999999999997,8.0572999999999997,8.0572999999999997,8.0572999999999997,8.0572999999999997,8.0572999999999997,8.0572999999999997,8.0572999999999997,8.0572999999999997,8.0572999999999997,8.0572999999999997,8.0572999999999997,8.0572999999999997,8.0572999999999997,8.0572999999999997,8.0572999999999997,8.0572999999999997,8.0572999999999997,8.0572999999999997,8.0572999999999997,8.0572999999999997,null,{"$f":"$K134","v":8.0572999999999997},8.0572999999999997,8.0572999999999997,8.0572999999999997,8.0572999999999997,8.0572999999999997,8.0572999999999997,8.0572999999999997,8.0572999999999997,8.0572999999999997,{"$f":"$K134","v":8.0572999999999997},8.0572999999999997,8.0572999999999997,8.0572999999999997,8.0572999999999997,8.0572999999999997,8.0572999999999997,8.0572999999999997,8.0572999999999997,8.0572999999999997,8.0572999999999997,8.0572999999999997,8.0572999999999997,8.0572999999999997,8.0572999999999997,8.0572999999999997,8.0572999999999997,8.0572999999999997,8.0572999999999997,8.0572999999999997,8.0572999999999997,8.0572999999999997,8.0572999999999997,8.0572999999999997,8.0572999999999997,8.0572999999999997,8.0572999999999997,8.0572999999999997,8.0572999999999997,8.0572999999999997,8.0572999999999997,8.0572999999999997,8.0572999999999997,8.0572999999999997,8.0572999999999997]
[null,"Oman","Sultanate of Oman","MU","OM","OMN",512,21,57,"Asia",679.18018867924513,{"$f":"IF(ISERROR(VLOOKUP($B135,'Grid EFs'!$B$14:$F$167,3,FALSE)),VLOOKUP($J135,'Grid EFs'!$B$4:$F$9,3,FALSE),VLOOKUP($B135,'Grid EFs'!$B$14:$F$167,3,FALSE))","v":1144.2709},{"$f":"IF(ISERROR(VLOOKUP($B135,'Grid EFs'!$B$14:$F$167,4,FALSE)),VLOOKUP($J135,'Grid EFs'!$B$4:$F$9,4,FALSE),VLOOKUP($B135,'Grid EFs'!$B$14:$F$167,4,FALSE))","v":766.20500000000004},{"$f":"IF(ISERROR(VLOOKUP($B135,'Grid EFs'!$B$14:$F$167,5,FALSE)),VLOOKUP($J135,'Grid EFs'!$B$4:$F$9,5,FALSE),VLOOKUP($B135,'Grid EFs'!$B$14:$F$167,5,FALSE))","v":598.00850000000003},602.0761,679.18018867924513,5.77,{"$f":"IF(ISERROR(VLOOKUP($B135,LineLoss!$B$4:$C$147,2,FALSE)),VLOOKUP($J135,LineLoss!$E$4:$F$9,2,FALSE),VLOOKUP($B135,LineLoss!$B$4:$C$147,2,FALSE))","v":8.4378298802939206E-2},{"$f":"IF(ISNUMBER(MATCH(B135,'Grid EFs'!$B$14:$B$167,0)),\"\",\"*\")","v":""},"Middle East",null,679.18018867924513,679.18018867924513,679.18018867924513,679.18018867924513,679.18018867924513,679.18018867924513,679.18018867924513,679.18018867924513,679.18018867924513,679.18018867924513,679.18018867924513,679.18018867924513,679.18018867924513,679.18018867924513,679.18018867924513,679.18018867924513,679.18018867924513,679.18018867924513,679.18018867924513,679.18018867924513,679.18018867924513,679.18018867924513,679.18018867924513,679.18018867924513,679.18018867924513,679.18018867924513,679.18018867924513,679.18018867924513,679.18018867924513,679.18018867924513,679.18018867924513,679.18018867924513,679.18018867924513,679.18018867924513,679.18018867924513,679.18018867924513,679.18018867924513,679.18018867924513,679.18018867924513,679.18018867924513,679.18018867924513,679.18018867924513,679.18018867924513,679.18018867924513,679.18018867924513,null,679.18018867924513,679.18018867924513,679.18018867924513,679.18018867924513,679.18018867924513,679.18018867924513,679.18018867924513,679.18018867924513,679.18018867924513,679.18018867924513,679.18018867924513,679.18018867924513,679.18018867924513,679.18018867924513,679.18018867924513,679.18018867924513,679.18018867924513,679.18018867924513,679.18018867924513,679.18018867924513,679.18018867924513,679.18018867924513,679.18018867924513,679.18018867924513,679.18018867924513,679.18018867924513,679.18018867924513,679.18018867924513,679.18018867924513,679.18018867924513,679.18018867924513,679.18018867924513,679.18018867924513,679.18018867924513,679.18018867924513,679.18018867924513,679.18018867924513,679.18018867924513,679.18018867924513,679.18018867924513,679.18018867924513,679.18018867924513,679.18018867924513,679.18018867924513,679.18018867924513]
[null,"Pakistan","Islamic Republic of Pakistan","PK","PK","PAK",586,30,70,"Asia",544.60565217391297,{"$f":"IF(ISERROR(VLOOKUP($B136,'Grid EFs'!$B$14:$F$167,3,FALSE)),VLOOKUP($J136,'Grid EFs'!$B$4:$F$9,3,FALSE),VLOOKUP($B136,'Grid EFs'!$B$14:$F$167,3,FALSE))","v":2334.2458999999999},{"$f":"IF(ISERROR(VLOOKUP($B136,'Grid EFs'!$B$14:$F$167,4,FALSE)),VLOOKUP($J136,'Grid EFs'!$B$4:$F$9,4,FALSE),VLOOKUP($B136,'Grid EFs'!$B$14:$F$167,4,FALSE))","v":702.83109999999999},{"$f":"IF(ISERROR(VLOOKUP($B136,'Grid EFs'!$B$14:$F$167,5,FALSE)),VLOOKUP($J136,'Grid EFs'!$B$4:$F$9,5,FALSE),VLOOKUP($B136,'Grid EFs'!$B$14:$F$167,5,FALSE))","v":579.99519999999995},417.62200000000001,544.60565217391297,4.93,{"$f":"IF(ISERROR(VLOOKUP($B136,LineLoss!$B$4:$C$147,2,FALSE)),VLOOKUP($J136,LineLoss!$E$4:$F$9,2,FALSE),VLOOKUP($B136,LineLoss!$B$4:$C$147,2,FALSE))","v":9.0821453399386798E-2},{"$f":"IF(ISNUMBER(MATCH(B136,'Grid EFs'!$B$14:$B$167,0)),\"\",\"*\")","v":""},"Non-OECD Asia",null,544.60565217391297,544.60565217391297,544.60565217391297,544.60565217391297,544.60565217391297,544.60565217391297,544.60565217391297,544.60565217391297,544.60565217391297,544.60565217391297,544.60565217391297,544.60565217391297,544.60565217391297,544.60565217391297,544.60565217391297,544.60565217391297,544.60565217391297,544.60565217391297,544.60565217391297,544.60565217391297,544.60565217391297,544.60565217391297,544.60565217391297,544.60565217391297,544.60565217391297,544.60565217391297,544.60565217391297,544.60565217391297,544.60565217391297,544.60565217391297,544.60565217391297,544.60565217391297,544.60565217391297,544.60565217391297,544.60565217391297,544.60565217391297,544.60565217391297,544.60565217391297,544.60565217391297,544.60565217391297,544.60565217391297,544.60565217391297,544.60565217391297,544.60565217391297,544.60565217391297,null,544.60565217391297,544.60565217391297,544.60565217391297,544.60565217391297,544.60565217391297,544.60565217391297,544.60565217391297,544.60565217391297,544.60565217391297,544.60565217391297,544.60565217391297,544.60565217391297,544.60565217391297,544.60565217391297,544.60565217391297,544.60565217391297,544.60565217391297,544.60565217391297,544.60565217391297,544.60565217391297,544.60565217391297,544.60565217391297,544.60565217391297,544.60565217391297,544.60565217391297,544.60565217391297,544.60565217391297,544.60565217391297,544.60565217391297,544.60565217391297,544.60565217391297,544.60565217391297,544.60565217391297,544.60565217391297,544.60565217391297,544.60565217391297,544.60565217391297,544.60565217391297,544.60565217391297,544.60565217391297,544.60565217391297,544.60565217391297,544.60565217391297,544.60565217391297,544.60565217391297]
[null,"Palau","Republic of Palau","PS","PW","PLW",585,7.5,134.5,"Oceania",736.13379999999995,{"$f":"IF(ISERROR(VLOOKUP($B137,'Grid EFs'!$B$14:$F$167,3,FALSE)),VLOOKUP($J137,'Grid EFs'!$B$4:$F$9,3,FALSE),VLOOKUP($B137,'Grid EFs'!$B$14:$F$167,3,FALSE))","v":931.32029999999997},{"$f":"IF(ISERROR(VLOOKUP($B137,'Grid EFs'!$B$14:$F$167,4,FALSE)),VLOOKUP($J137,'Grid EFs'!$B$4:$F$9,4,FALSE),VLOOKUP($B137,'Grid EFs'!$B$14:$F$167,4,FALSE))","v":633.54280000000006},{"$f":"IF(ISERROR(VLOOKUP($B137,'Grid EFs'!$B$14:$F$167,5,FALSE)),VLOOKUP($J137,'Grid EFs'!$B$4:$F$9,5,FALSE),VLOOKUP($B137,'Grid EFs'!$B$14:$F$167,5,FALSE))","v":439.2518},736.13379999999995,"N/A",5.52,{"$f":"IF(ISERROR(VLOOKUP($B137,LineLoss!$B$4:$C$147,2,FALSE)),VLOOKUP($J137,LineLoss!$E$4:$F$9,2,FALSE),VLOOKUP($B137,LineLoss!$B$4:$C$147,2,FALSE))","v":5.2001785658027835E-2},{"$f":"IF(ISNUMBER(MATCH(B137,'Grid EFs'!$B$14:$B$167,0)),\"\",\"*\")","v":"*"},"Non-OECD",null,736.13379999999995,736.13379999999995,736.13379999999995,736.13379999999995,736.13379999999995,736.13379999999995,736.13379999999995,736.13379999999995,736.13379999999995,736.13379999999995,736.13379999999995,736.13379999999995,736.13379999999995,736.13379999999995,736.13379999999995,736.13379999999995,736.13379999999995,736.13379999999995,736.13379999999995,736.13379999999995,736.13379999999995,736.13379999999995,736.13379999999995,736.13379999999995,736.13379999999995,736.13379999999995,736.13379999999995,736.13379999999995,736.13379999999995,736.13379999999995,736.13379999999995,736.13379999999995,736.13379999999995,736.13379999999995,736.13379999999995,736.13379999999995,736.13379999999995,736.13379999999995,736.13379999999995,736.13379999999995,736.13379999999995,736.13379999999995,736.13379999999995,736.13379999999995,736.13379999999995,null,736.13379999999995,736.13379999999995,736.13379999999995,736.13379999999995,736.13379999999995,736.13379999999995,736.13379999999995,736.13379999999995,736.13379999999995,736.13379999999995,736.13379999999995,736.13379999999995,736.13379999999995,736.13379999999995,736.13379999999995,736.13379999999995,736.13379999999995,736.13379999999995,736.13379999999995,736.13379999999995,736.13379999999995,736.13379999999995,736.13379999999995,736.13379999999995,736.13379999999995,736.13379999999995,736.13379999999995,736.13379999999995,736.13379999999995,736.13379999999995,736.13379999999995,736.13379999999995,736.13379999999995,736.13379999999995,736.13379999999995,736.13379999999995,736.13379999999995,736.13379999999995,736.13379999999995,736.13379999999995,736.13379999999995,736.13379999999995,736.13379999999995,736.13379999999995,736.13379999999995]
[null,"Panama","Republic of Panama","PM","PA","PAN",591,9,-80,"North America",578.70434782608697,{"$f":"IF(ISERROR(VLOOKUP($B138,'Grid EFs'!$B$14:$F$167,3,FALSE)),VLOOKUP($J138,'Grid EFs'!$B$4:$F$9,3,FALSE),VLOOKUP($B138,'Grid EFs'!$B$14:$F$167,3,FALSE))","v":1113.2175999999999},{"$f":"IF(ISERROR(VLOOKUP($B138,'Grid EFs'!$B$14:$F$167,4,FALSE)),VLOOKUP($J138,'Grid EFs'!$B$4:$F$9,4,FALSE),VLOOKUP($B138,'Grid EFs'!$B$14:$F$167,4,FALSE))","v":813.40959999999995},{"$f":"IF(ISERROR(VLOOKUP($B138,'Grid EFs'!$B$14:$F$167,5,FALSE)),VLOOKUP($J138,'Grid EFs'!$B$4:$F$9,5,FALSE),VLOOKUP($B138,'Grid EFs'!$B$14:$F$167,5,FALSE))","v":502.83659999999998},325.59030000000001,578.70434782608697,4.8600000000000003,{"$f":"IF(ISERROR(VLOOKUP($B138,LineLoss!$B$4:$C$147,2,FALSE)),VLOOKUP($J138,LineLoss!$E$4:$F$9,2,FALSE),VLOOKUP($B138,LineLoss!$B$4:$C$147,2,FALSE))","v":8.340054595367366E-2},{"$f":"IF(ISNUMBER(MATCH(B138,'Grid EFs'!$B$14:$B$167,0)),\"\",\"*\")","v":""},"Latin America",null,578.70434782608697,578.70434782608697,578.70434782608697,578.70434782608697,578.70434782608697,578.70434782608697,578.70434782608697,578.70434782608697,578.70434782608697,578.70434782608697,578.70434782608697,578.70434782608697,578.70434782608697,578.70434782608697,578.70434782608697,578.70434782608697,578.70434782608697,578.70434782608697,578.70434782608697,578.70434782608697,578.70434782608697,578.70434782608697,578.70434782608697,578.70434782608697,578.70434782608697,578.70434782608697,578.70434782608697,578.70434782608697,578.70434782608697,578.70434782608697,578.70434782608697,578.70434782608697,578.70434782608697,578.70434782608697,578.70434782608697,578.70434782608697,578.70434782608697,578.70434782608697,578.70434782608697,578.70434782608697,578.70434782608697,578.70434782608697,578.70434782608697,578.70434782608697,578.70434782608697,null,578.70434782608697,578.70434782608697,578.70434782608697,578.70434782608697,578.70434782608697,578.70434782608697,578.70434782608697,578.70434782608697,578.70434782608697,578.70434782608697,578.70434782608697,578.70434782608697,578.70434782608697,578.70434782608697,578.70434782608697,578.70434782608697,578.70434782608697,578.70434782608697,578.70434782608697,578.70434782608697,578.70434782608697,578.70434782608697,578.70434782608697,578.70434782608697,578.70434782608697,578.70434782608697,578.70434782608697,578.70434782608697,578.70434782608697,578.70434782608697,578.70434782608697,578.70434782608697,578.70434782608697,578.70434782608697,578.70434782608697,578.70434782608697,578.70434782608697,578.70434782608697,578.70434782608697,578.70434782608697,578.70434782608697,578.70434782608697,578.70434782608697,578.70434782608697,578.70434782608697]
[null,"Papua New Guinea","Independent State of Papua New Guinea","PP","PG","PNG",598,-6,147,"Oceania",678.57142857142856,{"$f":"IF(ISERROR(VLOOKUP($B139,'Grid EFs'!$B$14:$F$167,3,FALSE)),VLOOKUP($J139,'Grid EFs'!$B$4:$F$9,3,FALSE),VLOOKUP($B139,'Grid EFs'!$B$14:$F$167,3,FALSE))","v":931.32029999999997},{"$f":"IF(ISERROR(VLOOKUP($B139,'Grid EFs'!$B$14:$F$167,4,FALSE)),VLOOKUP($J139,'Grid EFs'!$B$4:$F$9,4,FALSE),VLOOKUP($B139,'Grid EFs'!$B$14:$F$167,4,FALSE))","v":633.54280000000006},{"$f":"IF(ISERROR(VLOOKUP($B139,'Grid EFs'!$B$14:$F$167,5,FALSE)),VLOOKUP($J139,'Grid EFs'!$B$4:$F$9,5,FALSE),VLOOKUP($B139,'Grid EFs'!$B$14:$F$167,5,FALSE))","v":439.2518},736.13379999999995,678.57142857142856,5.51,{"$f":"IF(ISERROR(VLOOKUP($B139,LineLoss!$B$4:$C$147,2,FALSE)),VLOOKUP($J139,LineLoss!$E$4:$F$9,2,FALSE),VLOOKUP($B139,LineLoss!$B$4:$C$147,2,FALSE))","v":5.2001785658027835E-2},{"$f":"IF(ISNUMBER(MATCH(B139,'Grid EFs'!$B$14:$B$167,0)),\"\",\"*\")","v":"*"},"Non-OECD Asia",null,678.57142857142856,678.57142857142856,678.57142857142856,678.57142857142856,678.57142857142856,678.57142857142856,678.57142857142856,678.57142857142856,678.57142857142856,678.57142857142856,678.57142857142856,678.57142857142856,678.57142857142856,678.57142857142856,678.57142857142856,678.57142857142856,678.57142857142856,678.57142857142856,678.57142857142856,678.57142857142856,678.57142857142856,678.57142857142856,678.57142857142856,678.57142857142856,678.57142857142856,678.57142857142856,678.57142857142856,678.57142857142856,678.57142857142856,678.57142857142856,678.57142857142856,678.57142857142856,678.57142857142856,678.57142857142856,678.57142857142856,678.57142857142856,678.57142857142856,678.57142857142856,678.57142857142856,678.57142857142856,678.57142857142856,678.57142857142856,678.57142857142856,678.57142857142856,678.57142857142856,null,678.57142857142856,678.57142857142856,678.57142857142856,678.57142857142856,678.57142857142856,678.57142857142856,678.57142857142856,678.57142857142856,678.57142857142856,678.57142857142856,678.57142857142856,678.57142857142856,678.57142857142856,678.57142857142856,678.57142857142856,678.57142857142856,678.57142857142856,678.57142857142856,678.57142857142856,678.57142857142856,678.57142857142856,678.57142857142856,678.57142857142856,678.57142857142856,678.57142857142856,678.57142857142856,678.57142857142856,678.57142857142856,678.57142857142856,678.57142857142856,678.57142857142856,678.57142857142856,678.57142857142856,678.57142857142856,678.57142857142856,678.57142857142856,678.57142857142856,678.57142857142856,678.57142857142856,678.57142857142856,678.57142857142856,678.57142857142856,678.57142857142856,678.57142857142856,678.57142857142856]
[null,"Paraguay","Republic of Paraguay","PA","PY","PRY",600,-23,-58,"South America",472.44098150782378,{"$f":"IF(ISERROR(VLOOKUP($B140,'Grid EFs'!$B$14:$F$167,3,FALSE)),VLOOKUP($J140,'Grid EFs'!$B$4:$F$9,3,FALSE),VLOOKUP($B140,'Grid EFs'!$B$14:$F$167,3,FALSE))","v":1240.4880000000001},{"$f":"IF(ISERROR(VLOOKUP($B140,'Grid EFs'!$B$14:$F$167,4,FALSE)),VLOOKUP($J140,'Grid EFs'!$B$4:$F$9,4,FALSE),VLOOKUP($B140,'Grid EFs'!$B$14:$F$167,4,FALSE))","v":671.35590000000002},{"$f":"IF(ISERROR(VLOOKUP($B140,'Grid EFs'!$B$14:$F$167,5,FALSE)),VLOOKUP($J140,'Grid EFs'!$B$4:$F$9,5,FALSE),VLOOKUP($B140,'Grid EFs'!$B$14:$F$167,5,FALSE))","v":502.83659999999998},200.8047,472.44098150782378,5.0199999999999996,{"$f":"IF(ISERROR(VLOOKUP($B140,LineLoss!$B$4:$C$147,2,FALSE)),VLOOKUP($J140,LineLoss!$E$4:$F$9,2,FALSE),VLOOKUP($B140,LineLoss!$B$4:$C$147,2,FALSE))","v":5.4041871098959984E-2},"*","Latin America",null,472.44098150782378,472.44098150782378,472.44098150782378,472.44098150782378,472.44098150782378,472.44098150782378,472.44098150782378,472.44098150782378,472.44098150782378,472.44098150782378,472.44098150782378,472.44098150782378,472.44098150782378,472.44098150782378,472.44098150782378,472.44098150782378,472.44098150782378,472.44098150782378,472.44098150782378,472.44098150782378,472.44098150782378,472.44098150782378,472.44098150782378,472.44098150782378,472.44098150782378,472.44098150782378,472.44098150782378,472.44098150782378,472.44098150782378,472.44098150782378,472.44098150782378,472.44098150782378,472.44098150782378,472.44098150782378,472.44098150782378,472.44098150782378,472.44098150782378,472.44098150782378,472.44098150782378,472.44098150782378,472.44098150782378,472.44098150782378,472.44098150782378,472.44098150782378,472.44098150782378,null,472.44098150782378,472.44098150782378,472.44098150782378,472.44098150782378,472.44098150782378,472.44098150782378,472.44098150782378,472.44098150782378,472.44098150782378,472.44098150782378,472.44098150782378,472.44098150782378,472.44098150782378,472.44098150782378,472.44098150782378,472.44098150782378,472.44098150782378,472.44098150782378,472.44098150782378,472.44098150782378,472.44098150782378,472.44098150782378,472.44098150782378,472.44098150782378,472.44098150782378,472.44098150782378,472.44098150782378,472.44098150782378,472.44098150782378,472.44098150782378,472.44098150782378,472.44098150782378,472.44098150782378,472.44098150782378,472.44098150782378,472.44098150782378,472.44098150782378,472.44098150782378,472.44098150782378,472.44098150782378,472.44098150782378,472.44098150782378,472.44098150782378,472.44098150782378,472.44098150782378]
[null,"Peru","Republic of Peru","PE","PE","PER",604,-10,-76,"South America",580.28557692307686,{"$f":"IF(ISERROR(VLOOKUP($B141,'Grid EFs'!$B$14:$F$167,3,FALSE)),VLOOKUP($J141,'Grid EFs'!$B$4:$F$9,3,FALSE),VLOOKUP($B141,'Grid EFs'!$B$14:$F$167,3,FALSE))","v":1173.7519},{"$f":"IF(ISERROR(VLOOKUP($B141,'Grid EFs'!$B$14:$F$167,4,FALSE)),VLOOKUP($J141,'Grid EFs'!$B$4:$F$9,4,FALSE),VLOOKUP($B141,'Grid EFs'!$B$14:$F$167,4,FALSE))","v":905.29150000000004},{"$f":"IF(ISERROR(VLOOKUP($B141,'Grid EFs'!$B$14:$F$167,5,FALSE)),VLOOKUP($J141,'Grid EFs'!$B$4:$F$9,5,FALSE),VLOOKUP($B141,'Grid EFs'!$B$14:$F$167,5,FALSE))","v":586.44259999999997},285.56150000000002,580.28557692307686,4.37,{"$f":"IF(ISERROR(VLOOKUP($B141,LineLoss!$B$4:$C$147,2,FALSE)),VLOOKUP($J141,LineLoss!$E$4:$F$9,2,FALSE),VLOOKUP($B141,LineLoss!$B$4:$C$147,2,FALSE))","v":6.4456639702917901E-2},{"$f":"IF(ISNUMBER(MATCH(B141,'Grid EFs'!$B$14:$B$167,0)),\"\",\"*\")","v":""},"Latin America",null,580.28557692307686,580.28557692307686,580.28557692307686,580.28557692307686,580.28557692307686,580.28557692307686,580.28557692307686,580.28557692307686,580.28557692307686,580.28557692307686,580.28557692307686,580.28557692307686,580.28557692307686,580.28557692307686,580.28557692307686,580.28557692307686,580.28557692307686,580.28557692307686,580.28557692307686,580.28557692307686,580.28557692307686,580.28557692307686,580.28557692307686,580.28557692307686,580.28557692307686,580.28557692307686,580.28557692307686,580.28557692307686,580.28557692307686,580.28557692307686,580.28557692307686,580.28557692307686,580.28557692307686,580.28557692307686,580.28557692307686,580.28557692307686,580.28557692307686,580.28557692307686,580.28557692307686,580.28557692307686,580.28557692307686,580.28557692307686,580.28557692307686,580.28557692307686,580.28557692307686,null,580.28557692307686,580.28557692307686,580.28557692307686,580.28557692307686,580.28557692307686,580.28557692307686,580.28557692307686,580.28557692307686,580.28557692307686,580.28557692307686,580.28557692307686,580.28557692307686,580.28557692307686,580.28557692307686,580.28557692307686,580.28557692307686,580.28557692307686,580.28557692307686,580.28557692307686,580.28557692307686,580.28557692307686,580.28557692307686,580.28557692307686,580.28557692307686,580.28557692307686,580.28557692307686,580.28557692307686,580.28557692307686,580.28557692307686,580.28557692307686,580.28557692307686,580.28557692307686,580.28557692307686,580.28557692307686,580.28557692307686,580.28557692307686,580.28557692307686,580.28557692307686,580.28557692307686,580.28557692307686,580.28557692307686,580.28557692307686,580.28557692307686,580.28557692307686,580.28557692307686]
[null,"Philippines","Republic of the Philippines","RP","PH","PHL",608,13,122,"Asia",511.56415094339604,{"$f":"IF(ISERROR(VLOOKUP($B142,'Grid EFs'!$B$14:$F$167,3,FALSE)),VLOOKUP($J142,'Grid EFs'!$B$4:$F$9,3,FALSE),VLOOKUP($B142,'Grid EFs'!$B$14:$F$167,3,FALSE))","v":936.76829999999995},{"$f":"IF(ISERROR(VLOOKUP($B142,'Grid EFs'!$B$14:$F$167,4,FALSE)),VLOOKUP($J142,'Grid EFs'!$B$4:$F$9,4,FALSE),VLOOKUP($B142,'Grid EFs'!$B$14:$F$167,4,FALSE))","v":726.19039999999995},{"$f":"IF(ISERROR(VLOOKUP($B142,'Grid EFs'!$B$14:$F$167,5,FALSE)),VLOOKUP($J142,'Grid EFs'!$B$4:$F$9,5,FALSE),VLOOKUP($B142,'Grid EFs'!$B$14:$F$167,5,FALSE))","v":358.52760000000001},502.37360000000001,511.56415094339604,5.07,{"$f":"IF(ISERROR(VLOOKUP($B142,LineLoss!$B$4:$C$147,2,FALSE)),VLOOKUP($J142,LineLoss!$E$4:$F$9,2,FALSE),VLOOKUP($B142,LineLoss!$B$4:$C$147,2,FALSE))","v":7.5181041228041534E-2},{"$f":"IF(ISNUMBER(MATCH(B142,'Grid EFs'!$B$14:$B$167,0)),\"\",\"*\")","v":""},"Non-OECD Asia",null,511.56415094339604,511.56415094339604,511.56415094339604,511.56415094339604,511.56415094339604,511.56415094339604,511.56415094339604,511.56415094339604,511.56415094339604,511.56415094339604,511.56415094339604,511.56415094339604,511.56415094339604,511.56415094339604,511.56415094339604,511.56415094339604,511.56415094339604,511.56415094339604,511.56415094339604,511.56415094339604,511.56415094339604,511.56415094339604,511.56415094339604,511.56415094339604,511.56415094339604,511.56415094339604,511.56415094339604,511.56415094339604,511.56415094339604,511.56415094339604,511.56415094339604,511.56415094339604,511.56415094339604,511.56415094339604,511.56415094339604,511.56415094339604,511.56415094339604,511.56415094339604,511.56415094339604,511.56415094339604,511.56415094339604,511.56415094339604,511.56415094339604,511.56415094339604,511.56415094339604,null,511.56415094339604,511.56415094339604,511.56415094339604,511.56415094339604,511.56415094339604,511.56415094339604,511.56415094339604,511.56415094339604,511.56415094339604,511.56415094339604,511.56415094339604,511.56415094339604,511.56415094339604,511.56415094339604,511.56415094339604,511.56415094339604,511.56415094339604,511.56415094339604,511.56415094339604,511.56415094339604,511.56415094339604,511.56415094339604,511.56415094339604,511.56415094339604,511.56415094339604,511.56415094339604,511.56415094339604,511.56415094339604,511.56415094339604,511.56415094339604,511.56415094339604,511.56415094339604,511.56415094339604,511.56415094339604,511.56415094339604,511.56415094339604,511.56415094339604,511.56415094339604,511.56415094339604,511.56415094339604,511.56415094339604,511.56415094339604,511.56415094339604,511.56415094339604,511.56415094339604]
[null,"Poland","Republic of Poland","PL","PL","POL",616,52,20,"Europe",755.83529999999996,{"$f":"IF(ISERROR(VLOOKUP($B143,'Grid EFs'!$B$14:$F$167,3,FALSE)),VLOOKUP($J143,'Grid EFs'!$B$4:$F$9,3,FALSE),VLOOKUP($B143,'Grid EFs'!$B$14:$F$167,3,FALSE))","v":874.21640000000002},{"$f":"IF(ISERROR(VLOOKUP($B143,'Grid EFs'!$B$14:$F$167,4,FALSE)),VLOOKUP($J143,'Grid EFs'!$B$4:$F$9,4,FALSE),VLOOKUP($B143,'Grid EFs'!$B$14:$F$167,4,FALSE))","v":484.0102},{"$f":"IF(ISERROR(VLOOKUP($B143,'Grid EFs'!$B$14:$F$167,5,FALSE)),VLOOKUP($J143,'Grid EFs'!$B$4:$F$9,5,FALSE),VLOOKUP($B143,'Grid EFs'!$B$14:$F$167,5,FALSE))","v":337.33870000000002},755.83529999999996,"N/A",2.85,{"$f":"IF(ISERROR(VLOOKUP($B143,LineLoss!$B$4:$C$147,2,FALSE)),VLOOKUP($J143,LineLoss!$E$4:$F$9,2,FALSE),VLOOKUP($B143,LineLoss!$B$4:$C$147,2,FALSE))","v":5.8177484713456594E-2},{"$f":"IF(ISNUMBER(MATCH(B143,'Grid EFs'!$B$14:$B$167,0)),\"\",\"*\")","v":""},"OECD Europe",null,755.83529999999996,755.83529999999996,755.83529999999996,755.83529999999996,755.83529999999996,755.83529999999996,755.83529999999996,755.83529999999996,755.83529999999996,755.83529999999996,755.83529999999996,755.83529999999996,755.83529999999996,755.83529999999996,755.83529999999996,755.83529999999996,755.83529999999996,755.83529999999996,755.83529999999996,755.83529999999996,755.83529999999996,755.83529999999996,755.83529999999996,755.83529999999996,755.83529999999996,755.83529999999996,755.83529999999996,755.83529999999996,755.83529999999996,755.83529999999996,755.83529999999996,755.83529999999996,755.83529999999996,755.83529999999996,755.83529999999996,755.83529999999996,755.83529999999996,755.83529999999996,755.83529999999996,755.83529999999996,755.83529999999996,755.83529999999996,755.83529999999996,755.83529999999996,755.83529999999996,null,755.83529999999996,755.83529999999996,755.83529999999996,755.83529999999996,755.83529999999996,755.83529999999996,755.83529999999996,755.83529999999996,755.83529999999996,755.83529999999996,755.83529999999996,755.83529999999996,755.83529999999996,755.83529999999996,755.83529999999996,755.83529999999996,755.83529999999996,755.83529999999996,755.83529999999996,755.83529999999996,755.83529999999996,755.83529999999996,755.83529999999996,755.83529999999996,755.83529999999996,755.83529999999996,755.83529999999996,755.83529999999996,755.83529999999996,755.83529999999996,755.83529999999996,755.83529999999996,755.83529999999996,755.83529999999996,755.83529999999996,755.83529999999996,755.83529999999996,755.83529999999996,755.83529999999996,755.83529999999996,755.83529999999996,755.83529999999996,755.83529999999996,755.83529999999996,755.83529999999996]
[null,"Portugal","Portuguese Republic","PO","PT","PRT",620,39.5,-8,"Europe",363.95909999999998,{"$f":"IF(ISERROR(VLOOKUP($B144,'Grid EFs'!$B$14:$F$167,3,FALSE)),VLOOKUP($J144,'Grid EFs'!$B$4:$F$9,3,FALSE),VLOOKUP($B144,'Grid EFs'!$B$14:$F$167,3,FALSE))","v":861.59159999999997},{"$f":"IF(ISERROR(VLOOKUP($B144,'Grid EFs'!$B$14:$F$167,4,FALSE)),VLOOKUP($J144,'Grid EFs'!$B$4:$F$9,4,FALSE),VLOOKUP($B144,'Grid EFs'!$B$14:$F$167,4,FALSE))","v":528.9271},{"$f":"IF(ISERROR(VLOOKUP($B144,'Grid EFs'!$B$14:$F$167,5,FALSE)),VLOOKUP($J144,'Grid EFs'!$B$4:$F$9,5,FALSE),VLOOKUP($B144,'Grid EFs'!$B$14:$F$167,5,FALSE))","v":351.45780000000002},363.95909999999998,"N/A",4.32,{"$f":"IF(ISERROR(VLOOKUP($B144,LineLoss!$B$4:$C$147,2,FALSE)),VLOOKUP($J144,LineLoss!$E$4:$F$9,2,FALSE),VLOOKUP($B144,LineLoss!$B$4:$C$147,2,FALSE))","v":6.5132991732206935E-2},{"$f":"IF(ISNUMBER(MATCH(B144,'Grid EFs'!$B$14:$B$167,0)),\"\",\"*\")","v":""},"OECD Europe",null,363.95909999999998,363.95909999999998,363.95909999999998,363.95909999999998,363.95909999999998,363.95909999999998,363.95909999999998,363.95909999999998,363.95909999999998,363.95909999999998,363.95909999999998,363.95909999999998,363.95909999999998,363.95909999999998,363.95909999999998,363.95909999999998,363.95909999999998,363.95909999999998,363.95909999999998,363.95909999999998,363.95909999999998,363.95909999999998,363.95909999999998,363.95909999999998,363.95909999999998,363.95909999999998,363.95909999999998,363.95909999999998,363.95909999999998,363.95909999999998,363.95909999999998,363.95909999999998,363.95909999999998,363.95909999999998,363.95909999999998,363.95909999999998,363.95909999999998,363.95909999999998,363.95909999999998,363.95909999999998,363.95909999999998,363.95909999999998,363.95909999999998,363.95909999999998,363.95909999999998,null,{"$f":"$K144","v":363.95909999999998},363.95909999999998,363.95909999999998,363.95909999999998,363.95909999999998,363.95909999999998,363.95909999999998,363.95909999999998,363.95909999999998,363.95909999999998,{"$f":"$K144","v":363.95909999999998},363.95909999999998,363.95909999999998,363.95909999999998,363.95909999999998,363.95909999999998,363.95909999999998,363.95909999999998,363.95909999999998,363.95909999999998,363.95909999999998,363.95909999999998,363.95909999999998,363.95909999999998,363.95909999999998,363.95909999999998,363.95909999999998,363.95909999999998,363.95909999999998,363.95909999999998,363.95909999999998,363.95909999999998,363.95909999999998,363.95909999999998,363.95909999999998,363.95909999999998,363.95909999999998,363.95909999999998,363.95909999999998,363.95909999999998,363.95909999999998,363.95909999999998,363.95909999999998,363.95909999999998,363.95909999999998]
[null,"Qatar","State of Qatar","QA","QA","QAT",634,25.5,51.25,"Asia",679.18018867924513,{"$f":"IF(ISERROR(VLOOKUP($B145,'Grid EFs'!$B$14:$F$167,3,FALSE)),VLOOKUP($J145,'Grid EFs'!$B$4:$F$9,3,FALSE),VLOOKUP($B145,'Grid EFs'!$B$14:$F$167,3,FALSE))","v":1144.2709},{"$f":"IF(ISERROR(VLOOKUP($B145,'Grid EFs'!$B$14:$F$167,4,FALSE)),VLOOKUP($J145,'Grid EFs'!$B$4:$F$9,4,FALSE),VLOOKUP($B145,'Grid EFs'!$B$14:$F$167,4,FALSE))","v":915.41219999999998},{"$f":"IF(ISERROR(VLOOKUP($B145,'Grid EFs'!$B$14:$F$167,5,FALSE)),VLOOKUP($J145,'Grid EFs'!$B$4:$F$9,5,FALSE),VLOOKUP($B145,'Grid EFs'!$B$14:$F$167,5,FALSE))","v":492.94900000000001},492.94900000000001,679.18018867924513,6.01,{"$f":"IF(ISERROR(VLOOKUP($B145,LineLoss!$B$4:$C$147,2,FALSE)),VLOOKUP($J145,LineLoss!$E$4:$F$9,2,FALSE),VLOOKUP($B145,LineLoss!$B$4:$C$147,2,FALSE))","v":5.4999577809971605E-2},{"$f":"IF(ISNUMBER(MATCH(B145,'Grid EFs'!$B$14:$B$167,0)),\"\",\"*\")","v":""},"Middle East",null,679.18018867924513,679.18018867924513,679.18018867924513,679.18018867924513,679.18018867924513,679.18018867924513,679.18018867924513,679.18018867924513,679.18018867924513,679.18018867924513,679.18018867924513,679.18018867924513,679.18018867924513,679.18018867924513,679.18018867924513,679.18018867924513,679.18018867924513,679.18018867924513,679.18018867924513,679.18018867924513,679.18018867924513,679.18018867924513,679.18018867924513,679.18018867924513,679.18018867924513,679.18018867924513,679.18018867924513,679.18018867924513,679.18018867924513,679.18018867924513,679.18018867924513,679.18018867924513,679.18018867924513,679.18018867924513,679.18018867924513,679.18018867924513,679.18018867924513,679.18018867924513,679.18018867924513,679.18018867924513,679.18018867924513,679.18018867924513,679.18018867924513,679.18018867924513,679.18018867924513,null,679.18018867924513,679.18018867924513,679.18018867924513,679.18018867924513,679.18018867924513,679.18018867924513,679.18018867924513,679.18018867924513,679.18018867924513,679.18018867924513,679.18018867924513,679.18018867924513,679.18018867924513,679.18018867924513,679.18018867924513,679.18018867924513,679.18018867924513,679.18018867924513,679.18018867924513,679.18018867924513,679.18018867924513,679.18018867924513,679.18018867924513,679.18018867924513,679.18018867924513,679.18018867924513,679.18018867924513,679.18018867924513,679.18018867924513,679.18018867924513,679.18018867924513,679.18018867924513,679.18018867924513,679.18018867924513,679.18018867924513,679.18018867924513,679.18018867924513,679.18018867924513,679.18018867924513,679.18018867924513,679.18018867924513,679.18018867924513,679.18018867924513,679.18018867924513,679.18018867924513]
[null,"Romania","Romania","RO","RO","ROU",642,46,25,"Europe",480.62779999999998,{"$f":"IF(ISERROR(VLOOKUP($B146,'Grid EFs'!$B$14:$F$167,3,FALSE)),VLOOKUP($J146,'Grid EFs'!$B$4:$F$9,3,FALSE),VLOOKUP($B146,'Grid EFs'!$B$14:$F$167,3,FALSE))","v":1056.0931},{"$f":"IF(ISERROR(VLOOKUP($B146,'Grid EFs'!$B$14:$F$167,4,FALSE)),VLOOKUP($J146,'Grid EFs'!$B$4:$F$9,4,FALSE),VLOOKUP($B146,'Grid EFs'!$B$14:$F$167,4,FALSE))","v":721.27279999999996},{"$f":"IF(ISERROR(VLOOKUP($B146,'Grid EFs'!$B$14:$F$167,5,FALSE)),VLOOKUP($J146,'Grid EFs'!$B$4:$F$9,5,FALSE),VLOOKUP($B146,'Grid EFs'!$B$14:$F$167,5,FALSE))","v":393.21120000000002},480.62779999999998,"N/A",3.33,{"$f":"IF(ISERROR(VLOOKUP($B146,LineLoss!$B$4:$C$147,2,FALSE)),VLOOKUP($J146,LineLoss!$E$4:$F$9,2,FALSE),VLOOKUP($B146,LineLoss!$B$4:$C$147,2,FALSE))","v":7.724103385949288E-2},{"$f":"IF(ISNUMBER(MATCH(B146,'Grid EFs'!$B$14:$B$167,0)),\"\",\"*\")","v":""},"Eastern Europe & Eurasia",null,480.62779999999998,480.62779999999998,480.62779999999998,480.62779999999998,480.62779999999998,480.62779999999998,480.62779999999998,480.62779999999998,480.62779999999998,480.62779999999998,480.62779999999998,480.62779999999998,480.62779999999998,480.62779999999998,480.62779999999998,480.62779999999998,480.62779999999998,480.62779999999998,480.62779999999998,480.62779999999998,480.62779999999998,480.62779999999998,480.62779999999998,480.62779999999998,480.62779999999998,480.62779999999998,480.62779999999998,480.62779999999998,480.62779999999998,480.62779999999998,480.62779999999998,480.62779999999998,480.62779999999998,480.62779999999998,480.62779999999998,480.62779999999998,480.62779999999998,480.62779999999998,480.62779999999998,480.62779999999998,480.62779999999998,480.62779999999998,480.62779999999998,480.62779999999998,480.62779999999998,null,480.62779999999998,480.62779999999998,480.62779999999998,480.62779999999998,480.62779999999998,480.62779999999998,480.62779999999998,480.62779999999998,480.62779999999998,480.62779999999998,480.62779999999998,480.62779999999998,480.62779999999998,480.62779999999998,480.62779999999998,480.62779999999998,480.62779999999998,480.62779999999998,480.62779999999998,480.62779999999998,480.62779999999998,480.62779999999998,480.62779999999998,480.62779999999998,480.62779999999998,480.62779999999998,480.62779999999998,480.62779999999998,480.62779999999998,480.62779999999998,480.62779999999998,480.62779999999998,480.62779999999998,480.62779999999998,480.62779999999998,480.62779999999998,480.62779999999998,480.62779999999998,480.62779999999998,480.62779999999998,480.62779999999998,480.62779999999998,480.62779999999998,480.62779999999998,480.62779999999998]
[null,"Russia","Russian Federation","RS","RU","RUS",643,60,100,"Europe",428.779,{"$f":"IF(ISERROR(VLOOKUP($B147,'Grid EFs'!$B$14:$F$167,3,FALSE)),VLOOKUP($J147,'Grid EFs'!$B$4:$F$9,3,FALSE),VLOOKUP($B147,'Grid EFs'!$B$14:$F$167,3,FALSE))","v":935.50450000000001},{"$f":"IF(ISERROR(VLOOKUP($B147,'Grid EFs'!$B$14:$F$167,4,FALSE)),VLOOKUP($J147,'Grid EFs'!$B$4:$F$9,4,FALSE),VLOOKUP($B147,'Grid EFs'!$B$14:$F$167,4,FALSE))","v":801.72310000000004},{"$f":"IF(ISERROR(VLOOKUP($B147,'Grid EFs'!$B$14:$F$167,5,FALSE)),VLOOKUP($J147,'Grid EFs'!$B$4:$F$9,5,FALSE),VLOOKUP($B147,'Grid EFs'!$B$14:$F$167,5,FALSE))","v":520.05700000000002},428.779,"N/A",2.86,{"$f":"IF(ISERROR(VLOOKUP($B147,LineLoss!$B$4:$C$147,2,FALSE)),VLOOKUP($J147,LineLoss!$E$4:$F$9,2,FALSE),VLOOKUP($B147,LineLoss!$B$4:$C$147,2,FALSE))","v":7.0715108357251089E-2},{"$f":"IF(ISNUMBER(MATCH(B147,'Grid EFs'!$B$14:$B$167,0)),\"\",\"*\")","v":""},"Eastern Europe & Eurasia",null,428.779,428.779,428.779,428.779,428.779,428.779,428.779,428.779,428.779,428.779,428.779,428.779,428.779,428.779,428.779,428.779,428.779,428.779,428.779,428.779,428.779,428.779,428.779,428.779,428.779,428.779,428.779,428.779,428.779,428.779,{"$f":"$K147","v":428.779},428.779,428.779,428.779,428.779,428.779,428.779,428.779,428.779,428.779,428.779,428.779,428.779,428.779,428.779,null,428.779,428.779,428.779,428.779,428.779,428.779,428.779,428.779,428.779,428.779,428.779,428.779,428.779,428.779,428.779,428.779,428.779,428.779,428.779,428.779,428.779,428.779,428.779,428.779,428.779,428.779,428.779,428.779,428.779,428.779,428.779,428.779,428.779,428.779,428.779,428.779,428.779,428.779,428.779,428.779,428.779,428.779,428.779,428.779,428.779]
[null,"Rwanda","Republic of Rwanda","RW","RW","RWA",646,-2,30,"Africa",654,{"$f":"IF(ISERROR(VLOOKUP($B148,'Grid EFs'!$B$14:$F$167,3,FALSE)),VLOOKUP($J148,'Grid EFs'!$B$4:$F$9,3,FALSE),VLOOKUP($B148,'Grid EFs'!$B$14:$F$167,3,FALSE))","v":974.53949999999998},{"$f":"IF(ISERROR(VLOOKUP($B148,'Grid EFs'!$B$14:$F$167,4,FALSE)),VLOOKUP($J148,'Grid EFs'!$B$4:$F$9,4,FALSE),VLOOKUP($B148,'Grid EFs'!$B$14:$F$167,4,FALSE))","v":833.97270000000003},{"$f":"IF(ISERROR(VLOOKUP($B148,'Grid EFs'!$B$14:$F$167,5,FALSE)),VLOOKUP($J148,'Grid EFs'!$B$4:$F$9,5,FALSE),VLOOKUP($B148,'Grid EFs'!$B$14:$F$167,5,FALSE))","v":456.774},597.66229999999996,654,4.88,{"$f":"IF(ISERROR(VLOOKUP($B148,LineLoss!$B$4:$C$147,2,FALSE)),VLOOKUP($J148,LineLoss!$E$4:$F$9,2,FALSE),VLOOKUP($B148,LineLoss!$B$4:$C$147,2,FALSE))","v":7.571494692664206E-2},{"$f":"IF(ISNUMBER(MATCH(B148,'Grid EFs'!$B$14:$B$167,0)),\"\",\"*\")","v":"*"},"Africa",null,654,654,654,654,654,654,654,654,654,654,654,654,654,654,654,654,{"$f":"$K148","v":654},654,654,654,654,654,654,654,654,654,654,654,654,654,654,654,654,654,654,654,654,654,654,654,654,654,654,654,654,null,654,654,654,654,654,654,654,654,654,654,654,654,654,654,654,654,654,654,654,654,654,654,654,654,654,654,{"$f":"$K148","v":654},654,654,654,654,654,654,654,654,654,654,654,654,654,654,654,{"$f":"$K148","v":654},654,654]
[null,"Saint Kitts and Nevis","Federation of Saint Kitts and Nevis","SC","KN","KNA",659,17.333300000000001,-62.75,"North America",472.44098150782378,{"$f":"IF(ISERROR(VLOOKUP($B149,'Grid EFs'!$B$14:$F$167,3,FALSE)),VLOOKUP($J149,'Grid EFs'!$B$4:$F$9,3,FALSE),VLOOKUP($B149,'Grid EFs'!$B$14:$F$167,3,FALSE))","v":912.40520000000004},{"$f":"IF(ISERROR(VLOOKUP($B149,'Grid EFs'!$B$14:$F$167,4,FALSE)),VLOOKUP($J149,'Grid EFs'!$B$4:$F$9,4,FALSE),VLOOKUP($B149,'Grid EFs'!$B$14:$F$167,4,FALSE))","v":718.42819999999995},{"$f":"IF(ISERROR(VLOOKUP($B149,'Grid EFs'!$B$14:$F$167,5,FALSE)),VLOOKUP($J149,'Grid EFs'!$B$4:$F$9,5,FALSE),VLOOKUP($B149,'Grid EFs'!$B$14:$F$167,5,FALSE))","v":407.01139999999998},200.8047,472.44098150782378,6.23,{"$f":"IF(ISERROR(VLOOKUP($B149,LineLoss!$B$4:$C$147,2,FALSE)),VLOOKUP($J149,LineLoss!$E$4:$F$9,2,FALSE),VLOOKUP($B149,LineLoss!$B$4:$C$147,2,FALSE))","v":5.7679364750868239E-2},{"$f":"IF(ISNUMBER(MATCH(B149,'Grid EFs'!$B$14:$B$167,0)),\"\",\"*\")","v":"*"},"Latin America",null,{"$f":"$K149","v":472.44098150782378},472.44098150782378,472.44098150782378,472.44098150782378,472.44098150782378,472.44098150782378,472.44098150782378,472.44098150782378,472.44098150782378,472.44098150782378,472.44098150782378,472.44098150782378,472.44098150782378,472.44098150782378,472.44098150782378,472.44098150782378,472.44098150782378,472.44098150782378,472.44098150782378,472.44098150782378,472.44098150782378,472.44098150782378,472.44098150782378,472.44098150782378,472.44098150782378,472.44098150782378,472.44098150782378,472.44098150782378,472.44098150782378,472.44098150782378,472.44098150782378,472.44098150782378,472.44098150782378,472.44098150782378,472.44098150782378,472.44098150782378,472.44098150782378,472.44098150782378,472.44098150782378,472.44098150782378,472.44098150782378,472.44098150782378,472.44098150782378,472.44098150782378,472.44098150782378,null,472.44098150782378,472.44098150782378,472.44098150782378,472.44098150782378,472.44098150782378,472.44098150782378,472.44098150782378,472.44098150782378,472.44098150782378,472.44098150782378,472.44098150782378,472.44098150782378,472.44098150782378,472.44098150782378,472.44098150782378,472.44098150782378,472.44098150782378,472.44098150782378,472.44098150782378,472.44098150782378,472.44098150782378,472.44098150782378,472.44098150782378,472.44098150782378,472.44098150782378,472.44098150782378,472.44098150782378,472.44098150782378,472.44098150782378,472.44098150782378,472.44098150782378,472.44098150782378,472.44098150782378,472.44098150782378,472.44098150782378,472.44098150782378,472.44098150782378,472.44098150782378,472.44098150782378,472.44098150782378,472.44098150782378,472.44098150782378,472.44098150782378,472.44098150782378,472.44098150782378]
[null,"Saint Lucia","Saint Lucia","ST","LC","LCA",662,13.8833,-61.133299999999998,"North America",472.44098150782378,{"$f":"IF(ISERROR(VLOOKUP($B150,'Grid EFs'!$B$14:$F$167,3,FALSE)),VLOOKUP($J150,'Grid EFs'!$B$4:$F$9,3,FALSE),VLOOKUP($B150,'Grid EFs'!$B$14:$F$167,3,FALSE))","v":912.40520000000004},{"$f":"IF(ISERROR(VLOOKUP($B150,'Grid EFs'!$B$14:$F$167,4,FALSE)),VLOOKUP($J150,'Grid EFs'!$B$4:$F$9,4,FALSE),VLOOKUP($B150,'Grid EFs'!$B$14:$F$167,4,FALSE))","v":718.42819999999995},{"$f":"IF(ISERROR(VLOOKUP($B150,'Grid EFs'!$B$14:$F$167,5,FALSE)),VLOOKUP($J150,'Grid EFs'!$B$4:$F$9,5,FALSE),VLOOKUP($B150,'Grid EFs'!$B$14:$F$167,5,FALSE))","v":407.01139999999998},200.8047,472.44098150782378,6.09,{"$f":"IF(ISERROR(VLOOKUP($B150,LineLoss!$B$4:$C$147,2,FALSE)),VLOOKUP($J150,LineLoss!$E$4:$F$9,2,FALSE),VLOOKUP($B150,LineLoss!$B$4:$C$147,2,FALSE))","v":5.7679364750868239E-2},{"$f":"IF(ISNUMBER(MATCH(B150,'Grid EFs'!$B$14:$B$167,0)),\"\",\"*\")","v":"*"},"Latin America",null,472.44098150782378,472.44098150782378,472.44098150782378,472.44098150782378,472.44098150782378,472.44098150782378,472.44098150782378,472.44098150782378,472.44098150782378,472.44098150782378,472.44098150782378,472.44098150782378,472.44098150782378,472.44098150782378,472.44098150782378,472.44098150782378,472.44098150782378,472.44098150782378,472.44098150782378,472.44098150782378,472.44098150782378,472.44098150782378,472.44098150782378,472.44098150782378,472.44098150782378,472.44098150782378,472.44098150782378,472.44098150782378,472.44098150782378,472.44098150782378,472.44098150782378,472.44098150782378,472.44098150782378,472.44098150782378,472.44098150782378,472.44098150782378,472.44098150782378,472.44098150782378,472.44098150782378,472.44098150782378,472.44098150782378,472.44098150782378,472.44098150782378,472.44098150782378,472.44098150782378,null,472.44098150782378,472.44098150782378,472.44098150782378,472.44098150782378,472.44098150782378,472.44098150782378,472.44098150782378,472.44098150782378,472.44098150782378,472.44098150782378,472.44098150782378,472.44098150782378,472.44098150782378,472.44098150782378,472.44098150782378,472.44098150782378,472.44098150782378,472.44098150782378,472.44098150782378,472.44098150782378,472.44098150782378,472.44098150782378,472.44098150782378,472.44098150782378,472.44098150782378,472.44098150782378,472.44098150782378,472.44098150782378,472.44098150782378,472.44098150782378,472.44098150782378,472.44098150782378,472.44098150782378,472.44098150782378,472.44098150782378,472.44098150782378,472.44098150782378,472.44098150782378,472.44098150782378,472.44098150782378,472.44098150782378,472.44098150782378,472.44098150782378,472.44098150782378,472.44098150782378]
[null,"Saint Vincent and the Grenadines","Saint Vincent and the Grenadines","VC","VC","VCT",670,13.25,-61.2,"North America",472.44098150782378,{"$f":"IF(ISERROR(VLOOKUP($B151,'Grid EFs'!$B$14:$F$167,3,FALSE)),VLOOKUP($J151,'Grid EFs'!$B$4:$F$9,3,FALSE),VLOOKUP($B151,'Grid EFs'!$B$14:$F$167,3,FALSE))","v":912.40520000000004},{"$f":"IF(ISERROR(VLOOKUP($B151,'Grid EFs'!$B$14:$F$167,4,FALSE)),VLOOKUP($J151,'Grid EFs'!$B$4:$F$9,4,FALSE),VLOOKUP($B151,'Grid EFs'!$B$14:$F$167,4,FALSE))","v":718.42819999999995},{"$f":"IF(ISERROR(VLOOKUP($B151,'Grid EFs'!$B$14:$F$167,5,FALSE)),VLOOKUP($J151,'Grid EFs'!$B$4:$F$9,5,FALSE),VLOOKUP($B151,'Grid EFs'!$B$14:$F$167,5,FALSE))","v":407.01139999999998},200.8047,472.44098150782378,6.08,{"$f":"IF(ISERROR(VLOOKUP($B151,LineLoss!$B$4:$C$147,2,FALSE)),VLOOKUP($J151,LineLoss!$E$4:$F$9,2,FALSE),VLOOKUP($B151,LineLoss!$B$4:$C$147,2,FALSE))","v":5.7679364750868239E-2},{"$f":"IF(ISNUMBER(MATCH(B151,'Grid EFs'!$B$14:$B$167,0)),\"\",\"*\")","v":"*"},"Latin America",null,472.44098150782378,472.44098150782378,472.44098150782378,472.44098150782378,472.44098150782378,472.44098150782378,472.44098150782378,472.44098150782378,472.44098150782378,472.44098150782378,472.44098150782378,472.44098150782378,472.44098150782378,472.44098150782378,472.44098150782378,472.44098150782378,472.44098150782378,472.44098150782378,472.44098150782378,472.44098150782378,472.44098150782378,472.44098150782378,472.44098150782378,472.44098150782378,472.44098150782378,472.44098150782378,472.44098150782378,472.44098150782378,472.44098150782378,472.44098150782378,472.44098150782378,472.44098150782378,472.44098150782378,472.44098150782378,472.44098150782378,472.44098150782378,472.44098150782378,472.44098150782378,472.44098150782378,472.44098150782378,472.44098150782378,472.44098150782378,472.44098150782378,472.44098150782378,472.44098150782378,null,472.44098150782378,472.44098150782378,472.44098150782378,472.44098150782378,472.44098150782378,472.44098150782378,472.44098150782378,472.44098150782378,472.44098150782378,472.44098150782378,472.44098150782378,472.44098150782378,472.44098150782378,472.44098150782378,472.44098150782378,472.44098150782378,472.44098150782378,472.44098150782378,472.44098150782378,472.44098150782378,472.44098150782378,472.44098150782378,472.44098150782378,472.44098150782378,472.44098150782378,472.44098150782378,472.44098150782378,472.44098150782378,472.44098150782378,472.44098150782378,472.44098150782378,472.44098150782378,472.44098150782378,472.44098150782378,472.44098150782378,472.44098150782378,472.44098150782378,472.44098150782378,472.44098150782378,472.44098150782378,472.44098150782378,472.44098150782378,472.44098150782378,472.44098150782378,472.44098150782378]
[null,"Samoa","Independent State of Samoa","WS","WS","WSM",882,-13.583299999999999,-172.33330000000001,"Oceania",736.13379999999995,{"$f":"IF(ISERROR(VLOOKUP($B152,'Grid EFs'!$B$14:$F$167,3,FALSE)),VLOOKUP($J152,'Grid EFs'!$B$4:$F$9,3,FALSE),VLOOKUP($B152,'Grid EFs'!$B$14:$F$167,3,FALSE))","v":931.32029999999997},{"$f":"IF(ISERROR(VLOOKUP($B152,'Grid EFs'!$B$14:$F$167,4,FALSE)),VLOOKUP($J152,'Grid EFs'!$B$4:$F$9,4,FALSE),VLOOKUP($B152,'Grid EFs'!$B$14:$F$167,4,FALSE))","v":633.54280000000006},{"$f":"IF(ISERROR(VLOOKUP($B152,'Grid EFs'!$B$14:$F$167,5,FALSE)),VLOOKUP($J152,'Grid EFs'!$B$4:$F$9,5,FALSE),VLOOKUP($B152,'Grid EFs'!$B$14:$F$167,5,FALSE))","v":439.2518},736.13379999999995,"N/A",5.26,{"$f":"IF(ISERROR(VLOOKUP($B152,LineLoss!$B$4:$C$147,2,FALSE)),VLOOKUP($J152,LineLoss!$E$4:$F$9,2,FALSE),VLOOKUP($B152,LineLoss!$B$4:$C$147,2,FALSE))","v":5.2001785658027835E-2},{"$f":"IF(ISNUMBER(MATCH(B152,'Grid EFs'!$B$14:$B$167,0)),\"\",\"*\")","v":"*"},"Non-OECD Asia",null,736.13379999999995,736.13379999999995,736.13379999999995,736.13379999999995,736.13379999999995,736.13379999999995,736.13379999999995,736.13379999999995,736.13379999999995,736.13379999999995,736.13379999999995,736.13379999999995,736.13379999999995,736.13379999999995,736.13379999999995,736.13379999999995,736.13379999999995,736.13379999999995,736.13379999999995,736.13379999999995,736.13379999999995,736.13379999999995,736.13379999999995,736.13379999999995,736.13379999999995,736.13379999999995,736.13379999999995,736.13379999999995,736.13379999999995,736.13379999999995,736.13379999999995,736.13379999999995,736.13379999999995,736.13379999999995,736.13379999999995,736.13379999999995,736.13379999999995,736.13379999999995,736.13379999999995,736.13379999999995,736.13379999999995,736.13379999999995,736.13379999999995,736.13379999999995,736.13379999999995,null,736.13379999999995,736.13379999999995,736.13379999999995,736.13379999999995,736.13379999999995,736.13379999999995,736.13379999999995,736.13379999999995,736.13379999999995,736.13379999999995,736.13379999999995,736.13379999999995,736.13379999999995,736.13379999999995,736.13379999999995,736.13379999999995,736.13379999999995,736.13379999999995,736.13379999999995,736.13379999999995,736.13379999999995,736.13379999999995,736.13379999999995,736.13379999999995,736.13379999999995,736.13379999999995,736.13379999999995,736.13379999999995,736.13379999999995,736.13379999999995,736.13379999999995,736.13379999999995,736.13379999999995,736.13379999999995,736.13379999999995,736.13379999999995,736.13379999999995,736.13379999999995,736.13379999999995,736.13379999999995,736.13379999999995,736.13379999999995,736.13379999999995,736.13379999999995,736.13379999999995]
[null,"San Marino","Republic of San Marino","SM","SM","SMR",674,43.7667,12.416700000000001,"Europe",331.06400000000002,{"$f":"IF(ISERROR(VLOOKUP($B153,'Grid EFs'!$B$14:$F$167,3,FALSE)),VLOOKUP($J153,'Grid EFs'!$B$4:$F$9,3,FALSE),VLOOKUP($B153,'Grid EFs'!$B$14:$F$167,3,FALSE))","v":917.48320000000001},{"$f":"IF(ISERROR(VLOOKUP($B153,'Grid EFs'!$B$14:$F$167,4,FALSE)),VLOOKUP($J153,'Grid EFs'!$B$4:$F$9,4,FALSE),VLOOKUP($B153,'Grid EFs'!$B$14:$F$167,4,FALSE))","v":690.57929999999999},{"$f":"IF(ISERROR(VLOOKUP($B153,'Grid EFs'!$B$14:$F$167,5,FALSE)),VLOOKUP($J153,'Grid EFs'!$B$4:$F$9,5,FALSE),VLOOKUP($B153,'Grid EFs'!$B$14:$F$167,5,FALSE))","v":359.07440000000003},331.06400000000002,"N/A",3.94,{"$f":"IF(ISERROR(VLOOKUP($B153,LineLoss!$B$4:$C$147,2,FALSE)),VLOOKUP($J153,LineLoss!$E$4:$F$9,2,FALSE),VLOOKUP($B153,LineLoss!$B$4:$C$147,2,FALSE))","v":5.8109323007447068E-2},{"$f":"IF(ISNUMBER(MATCH(B153,'Grid EFs'!$B$14:$B$167,0)),\"\",\"*\")","v":"*"},"Non-OECD",null,331.06400000000002,331.06400000000002,331.06400000000002,331.06400000000002,331.06400000000002,331.06400000000002,331.06400000000002,331.06400000000002,331.06400000000002,331.06400000000002,331.06400000000002,331.06400000000002,331.06400000000002,331.06400000000002,331.06400000000002,331.06400000000002,331.06400000000002,331.06400000000002,331.06400000000002,331.06400000000002,331.06400000000002,331.06400000000002,331.06400000000002,331.06400000000002,331.06400000000002,331.06400000000002,331.06400000000002,331.06400000000002,331.06400000000002,331.06400000000002,331.06400000000002,331.06400000000002,331.06400000000002,331.06400000000002,331.06400000000002,331.06400000000002,331.06400000000002,331.06400000000002,331.06400000000002,331.06400000000002,331.06400000000002,331.06400000000002,331.06400000000002,331.06400000000002,331.06400000000002,null,331.06400000000002,331.06400000000002,331.06400000000002,331.06400000000002,331.06400000000002,331.06400000000002,331.06400000000002,331.06400000000002,331.06400000000002,331.06400000000002,331.06400000000002,331.06400000000002,331.06400000000002,331.06400000000002,331.06400000000002,331.06400000000002,331.06400000000002,331.06400000000002,331.06400000000002,331.06400000000002,331.06400000000002,331.06400000000002,331.06400000000002,331.06400000000002,331.06400000000002,331.06400000000002,331.06400000000002,331.06400000000002,331.06400000000002,331.06400000000002,331.06400000000002,331.06400000000002,331.06400000000002,331.06400000000002,331.06400000000002,331.06400000000002,331.06400000000002,331.06400000000002,331.06400000000002,331.06400000000002,331.06400000000002,331.06400000000002,331.06400000000002,331.06400000000002,331.06400000000002]
[null,"Sao Tome and Principe","Democratic Republic of Sao Tome and Principe","TP","ST","STP",678,1,7,"Africa",720.02358500000003,{"$f":"IF(ISERROR(VLOOKUP($B154,'Grid EFs'!$B$14:$F$167,3,FALSE)),VLOOKUP($J154,'Grid EFs'!$B$4:$F$9,3,FALSE),VLOOKUP($B154,'Grid EFs'!$B$14:$F$167,3,FALSE))","v":974.53949999999998},{"$f":"IF(ISERROR(VLOOKUP($B154,'Grid EFs'!$B$14:$F$167,4,FALSE)),VLOOKUP($J154,'Grid EFs'!$B$4:$F$9,4,FALSE),VLOOKUP($B154,'Grid EFs'!$B$14:$F$167,4,FALSE))","v":833.97270000000003},{"$f":"IF(ISERROR(VLOOKUP($B154,'Grid EFs'!$B$14:$F$167,5,FALSE)),VLOOKUP($J154,'Grid EFs'!$B$4:$F$9,5,FALSE),VLOOKUP($B154,'Grid EFs'!$B$14:$F$167,5,FALSE))","v":456.774},597.66229999999996,720.02358500000003,4.8600000000000003,{"$f":"IF(ISERROR(VLOOKUP($B154,LineLoss!$B$4:$C$147,2,FALSE)),VLOOKUP($J154,LineLoss!$E$4:$F$9,2,FALSE),VLOOKUP($B154,LineLoss!$B$4:$C$147,2,FALSE))","v":7.571494692664206E-2},{"$f":"IF(ISNUMBER(MATCH(B154,'Grid EFs'!$B$14:$B$167,0)),\"\",\"*\")","v":"*"},"Africa",null,720.02358500000003,720.02358500000003,720.02358500000003,720.02358500000003,720.02358500000003,720.02358500000003,720.02358500000003,720.02358500000003,720.02358500000003,720.02358500000003,720.02358500000003,720.02358500000003,720.02358500000003,720.02358500000003,720.02358500000003,720.02358500000003,720.02358500000003,720.02358500000003,720.02358500000003,720.02358500000003,720.02358500000003,720.02358500000003,720.02358500000003,720.02358500000003,720.02358500000003,720.02358500000003,720.02358500000003,720.02358500000003,720.02358500000003,720.02358500000003,720.02358500000003,720.02358500000003,720.02358500000003,720.02358500000003,720.02358500000003,720.02358500000003,720.02358500000003,720.02358500000003,720.02358500000003,720.02358500000003,720.02358500000003,720.02358500000003,720.02358500000003,720.02358500000003,720.02358500000003,null,{"$f":"$K154","v":720.02358500000003},720.02358500000003,720.02358500000003,720.02358500000003,720.02358500000003,720.02358500000003,720.02358500000003,720.02358500000003,720.02358500000003,720.02358500000003,{"$f":"$K154","v":720.02358500000003},720.02358500000003,720.02358500000003,720.02358500000003,720.02358500000003,720.02358500000003,720.02358500000003,720.02358500000003,720.02358500000003,720.02358500000003,720.02358500000003,720.02358500000003,720.02358500000003,720.02358500000003,720.02358500000003,720.02358500000003,720.02358500000003,720.02358500000003,720.02358500000003,720.02358500000003,720.02358500000003,720.02358500000003,720.02358500000003,720.02358500000003,720.02358500000003,720.02358500000003,720.02358500000003,720.02358500000003,720.02358500000003,720.02358500000003,720.02358500000003,720.02358500000003,720.02358500000003,720.02358500000003,720.02358500000003]
[null,"Saudi Arabia","Kingdom of Saudi Arabia","SA","SA","SAU",682,25,45,"Asia",654,{"$f":"IF(ISERROR(VLOOKUP($B155,'Grid EFs'!$B$14:$F$167,3,FALSE)),VLOOKUP($J155,'Grid EFs'!$B$4:$F$9,3,FALSE),VLOOKUP($B155,'Grid EFs'!$B$14:$F$167,3,FALSE))","v":1144.2709},{"$f":"IF(ISERROR(VLOOKUP($B155,'Grid EFs'!$B$14:$F$167,4,FALSE)),VLOOKUP($J155,'Grid EFs'!$B$4:$F$9,4,FALSE),VLOOKUP($B155,'Grid EFs'!$B$14:$F$167,4,FALSE))","v":820.30669999999998},{"$f":"IF(ISERROR(VLOOKUP($B155,'Grid EFs'!$B$14:$F$167,5,FALSE)),VLOOKUP($J155,'Grid EFs'!$B$4:$F$9,5,FALSE),VLOOKUP($B155,'Grid EFs'!$B$14:$F$167,5,FALSE))","v":636.60609999999997},738.21579999999994,654,5.73,{"$f":"IF(ISERROR(VLOOKUP($B155,LineLoss!$B$4:$C$147,2,FALSE)),VLOOKUP($J155,LineLoss!$E$4:$F$9,2,FALSE),VLOOKUP($B155,LineLoss!$B$4:$C$147,2,FALSE))","v":6.3908736846161052E-2},{"$f":"IF(ISNUMBER(MATCH(B155,'Grid EFs'!$B$14:$B$167,0)),\"\",\"*\")","v":""},"Middle East",null,654,654,654,654,654,654,654,654,654,654,654,654,654,654,654,654,654,654,654,654,654,654,654,654,654,654,654,654,654,654,654,654,654,654,654,654,654,654,654,654,654,654,654,654,654,null,654,654,654,654,654,654,654,654,654,654,654,654,654,654,654,654,654,654,654,654,654,654,654,654,654,654,654,654,654,654,654,654,654,654,654,654,654,654,654,654,654,654,654,654,654]
[null,"Senegal","Republic of Senegal","SG","SN","SEN",686,14,-14,"Africa",648.37142857142851,{"$f":"IF(ISERROR(VLOOKUP($B156,'Grid EFs'!$B$14:$F$167,3,FALSE)),VLOOKUP($J156,'Grid EFs'!$B$4:$F$9,3,FALSE),VLOOKUP($B156,'Grid EFs'!$B$14:$F$167,3,FALSE))","v":974.53949999999998},{"$f":"IF(ISERROR(VLOOKUP($B156,'Grid EFs'!$B$14:$F$167,4,FALSE)),VLOOKUP($J156,'Grid EFs'!$B$4:$F$9,4,FALSE),VLOOKUP($B156,'Grid EFs'!$B$14:$F$167,4,FALSE))","v":709.80399999999997},{"$f":"IF(ISERROR(VLOOKUP($B156,'Grid EFs'!$B$14:$F$167,5,FALSE)),VLOOKUP($J156,'Grid EFs'!$B$4:$F$9,5,FALSE),VLOOKUP($B156,'Grid EFs'!$B$14:$F$167,5,FALSE))","v":368.42140000000001},601.72170000000006,648.37142857142851,5.74,{"$f":"IF(ISERROR(VLOOKUP($B156,LineLoss!$B$4:$C$147,2,FALSE)),VLOOKUP($J156,LineLoss!$E$4:$F$9,2,FALSE),VLOOKUP($B156,LineLoss!$B$4:$C$147,2,FALSE))","v":8.8533399421868941E-2},{"$f":"IF(ISNUMBER(MATCH(B156,'Grid EFs'!$B$14:$B$167,0)),\"\",\"*\")","v":""},"Africa",null,648.37142857142851,648.37142857142851,648.37142857142851,648.37142857142851,648.37142857142851,648.37142857142851,648.37142857142851,648.37142857142851,648.37142857142851,648.37142857142851,648.37142857142851,648.37142857142851,648.37142857142851,648.37142857142851,648.37142857142851,648.37142857142851,648.37142857142851,648.37142857142851,648.37142857142851,648.37142857142851,648.37142857142851,648.37142857142851,648.37142857142851,648.37142857142851,648.37142857142851,648.37142857142851,648.37142857142851,648.37142857142851,648.37142857142851,648.37142857142851,648.37142857142851,648.37142857142851,648.37142857142851,648.37142857142851,648.37142857142851,648.37142857142851,648.37142857142851,648.37142857142851,648.37142857142851,648.37142857142851,648.37142857142851,648.37142857142851,648.37142857142851,648.37142857142851,648.37142857142851,null,648.37142857142851,648.37142857142851,648.37142857142851,648.37142857142851,648.37142857142851,648.37142857142851,648.37142857142851,648.37142857142851,648.37142857142851,648.37142857142851,648.37142857142851,648.37142857142851,648.37142857142851,648.37142857142851,648.37142857142851,648.37142857142851,648.37142857142851,648.37142857142851,648.37142857142851,648.37142857142851,648.37142857142851,648.37142857142851,648.37142857142851,648.37142857142851,648.37142857142851,648.37142857142851,648.37142857142851,648.37142857142851,648.37142857142851,648.37142857142851,648.37142857142851,648.37142857142851,648.37142857142851,648.37142857142851,648.37142857142851,648.37142857142851,648.37142857142851,648.37142857142851,648.37142857142851,648.37142857142851,648.37142857142851,648.37142857142851,648.37142857142851,648.37142857142851,648.37142857142851]
[null,"Serbia","Republic of Serbia","RI","RS","SRB",688,44,21,"Europe",1099.111373,{"$f":"IF(ISERROR(VLOOKUP($B157,'Grid EFs'!$B$14:$F$167,3,FALSE)),VLOOKUP($J157,'Grid EFs'!$B$4:$F$9,3,FALSE),VLOOKUP($B157,'Grid EFs'!$B$14:$F$167,3,FALSE))","v":1031.1309000000001},{"$f":"IF(ISERROR(VLOOKUP($B157,'Grid EFs'!$B$14:$F$167,4,FALSE)),VLOOKUP($J157,'Grid EFs'!$B$4:$F$9,4,FALSE),VLOOKUP($B157,'Grid EFs'!$B$14:$F$167,4,FALSE))","v":463.3784},{"$f":"IF(ISERROR(VLOOKUP($B157,'Grid EFs'!$B$14:$F$167,5,FALSE)),VLOOKUP($J157,'Grid EFs'!$B$4:$F$9,5,FALSE),VLOOKUP($B157,'Grid EFs'!$B$14:$F$167,5,FALSE))","v":474.06},759.94740000000002,1099.111373,3.59,{"$f":"IF(ISERROR(VLOOKUP($B157,LineLoss!$B$4:$C$147,2,FALSE)),VLOOKUP($J157,LineLoss!$E$4:$F$9,2,FALSE),VLOOKUP($B157,LineLoss!$B$4:$C$147,2,FALSE))","v":8.6227193943721442E-2},{"$f":"IF(ISNUMBER(MATCH(B157,'Grid EFs'!$B$14:$B$167,0)),\"\",\"*\")","v":""},"Eastern Europe & Eurasia",null,1099.111373,1099.111373,1099.111373,1099.111373,1099.111373,1099.111373,1099.111373,1099.111373,1099.111373,1099.111373,1099.111373,1099.111373,1099.111373,1099.111373,1099.111373,1099.111373,1099.111373,1099.111373,1099.111373,1099.111373,1099.111373,1099.111373,1099.111373,1099.111373,1099.111373,1099.111373,1099.111373,1099.111373,1099.111373,1099.111373,1099.111373,1099.111373,1099.111373,1099.111373,1099.111373,1099.111373,1099.111373,1099.111373,1099.111373,1099.111373,1099.111373,1099.111373,1099.111373,1099.111373,1099.111373,null,1099.111373,1099.111373,1099.111373,1099.111373,1099.111373,1099.111373,1099.111373,1099.111373,1099.111373,1099.111373,1099.111373,1099.111373,1099.111373,1099.111373,1099.111373,1099.111373,1099.111373,1099.111373,1099.111373,1099.111373,1099.111373,1099.111373,1099.111373,1099.111373,1099.111373,1099.111373,1099.111373,1099.111373,1099.111373,1099.111373,1099.111373,1099.111373,1099.111373,1099.111373,1099.111373,1099.111373,1099.111373,1099.111373,1099.111373,1099.111373,1099.111373,1099.111373,1099.111373,1099.111373,1099.111373]
[null,"Seychelles","Republic of Seychelles","SE","SC","SYC",690,-4.5833000000000004,55.666699999999999,"Africa",720.02358500000003,{"$f":"IF(ISERROR(VLOOKUP($B158,'Grid EFs'!$B$14:$F$167,3,FALSE)),VLOOKUP($J158,'Grid EFs'!$B$4:$F$9,3,FALSE),VLOOKUP($B158,'Grid EFs'!$B$14:$F$167,3,FALSE))","v":974.53949999999998},{"$f":"IF(ISERROR(VLOOKUP($B158,'Grid EFs'!$B$14:$F$167,4,FALSE)),VLOOKUP($J158,'Grid EFs'!$B$4:$F$9,4,FALSE),VLOOKUP($B158,'Grid EFs'!$B$14:$F$167,4,FALSE))","v":833.97270000000003},{"$f":"IF(ISERROR(VLOOKUP($B158,'Grid EFs'!$B$14:$F$167,5,FALSE)),VLOOKUP($J158,'Grid EFs'!$B$4:$F$9,5,FALSE),VLOOKUP($B158,'Grid EFs'!$B$14:$F$167,5,FALSE))","v":456.774},597.66229999999996,720.02358500000003,5.88,{"$f":"IF(ISERROR(VLOOKUP($B158,LineLoss!$B$4:$C$147,2,FALSE)),VLOOKUP($J158,LineLoss!$E$4:$F$9,2,FALSE),VLOOKUP($B158,LineLoss!$B$4:$C$147,2,FALSE))","v":7.571494692664206E-2},{"$f":"IF(ISNUMBER(MATCH(B158,'Grid EFs'!$B$14:$B$167,0)),\"\",\"*\")","v":"*"},"Africa",null,720.02358500000003,720.02358500000003,720.02358500000003,720.02358500000003,720.02358500000003,720.02358500000003,720.02358500000003,720.02358500000003,720.02358500000003,720.02358500000003,720.02358500000003,720.02358500000003,720.02358500000003,720.02358500000003,720.02358500000003,720.02358500000003,720.02358500000003,720.02358500000003,720.02358500000003,720.02358500000003,720.02358500000003,720.02358500000003,720.02358500000003,720.02358500000003,720.02358500000003,720.02358500000003,720.02358500000003,720.02358500000003,720.02358500000003,720.02358500000003,720.02358500000003,720.02358500000003,720.02358500000003,720.02358500000003,720.02358500000003,720.02358500000003,720.02358500000003,720.02358500000003,720.02358500000003,720.02358500000003,720.02358500000003,720.02358500000003,720.02358500000003,720.02358500000003,720.02358500000003,null,720.02358500000003,720.02358500000003,720.02358500000003,720.02358500000003,720.02358500000003,720.02358500000003,720.02358500000003,720.02358500000003,720.02358500000003,720.02358500000003,720.02358500000003,720.02358500000003,720.02358500000003,720.02358500000003,720.02358500000003,720.02358500000003,720.02358500000003,720.02358500000003,720.02358500000003,720.02358500000003,720.02358500000003,720.02358500000003,720.02358500000003,720.02358500000003,720.02358500000003,720.02358500000003,720.02358500000003,720.02358500000003,720.02358500000003,720.02358500000003,720.02358500000003,720.02358500000003,720.02358500000003,720.02358500000003,720.02358500000003,720.02358500000003,720.02358500000003,720.02358500000003,720.02358500000003,720.02358500000003,720.02358500000003,720.02358500000003,720.02358500000003,720.02358500000003,720.02358500000003]
[null,"Sierra Leone","Republic of Sierra Leone","SL","SL","SLE",694,8.5,-11.5,"Africa",402,{"$f":"IF(ISERROR(VLOOKUP($B159,'Grid EFs'!$B$14:$F$167,3,FALSE)),VLOOKUP($J159,'Grid EFs'!$B$4:$F$9,3,FALSE),VLOOKUP($B159,'Grid EFs'!$B$14:$F$167,3,FALSE))","v":974.53949999999998},{"$f":"IF(ISERROR(VLOOKUP($B159,'Grid EFs'!$B$14:$F$167,4,FALSE)),VLOOKUP($J159,'Grid EFs'!$B$4:$F$9,4,FALSE),VLOOKUP($B159,'Grid EFs'!$B$14:$F$167,4,FALSE))","v":833.97270000000003},{"$f":"IF(ISERROR(VLOOKUP($B159,'Grid EFs'!$B$14:$F$167,5,FALSE)),VLOOKUP($J159,'Grid EFs'!$B$4:$F$9,5,FALSE),VLOOKUP($B159,'Grid EFs'!$B$14:$F$167,5,FALSE))","v":456.774},597.66229999999996,402,5.34,{"$f":"IF(ISERROR(VLOOKUP($B159,LineLoss!$B$4:$C$147,2,FALSE)),VLOOKUP($J159,LineLoss!$E$4:$F$9,2,FALSE),VLOOKUP($B159,LineLoss!$B$4:$C$147,2,FALSE))","v":7.571494692664206E-2},{"$f":"IF(ISNUMBER(MATCH(B159,'Grid EFs'!$B$14:$B$167,0)),\"\",\"*\")","v":"*"},"Africa",null,402,402,402,402,402,402,402,402,402,402,402,402,402,402,402,402,402,402,402,402,402,402,402,402,402,402,402,402,402,402,402,402,402,402,402,402,402,402,402,402,402,402,402,402,402,null,402,402,402,402,402,402,402,402,402,402,402,402,402,402,402,402,402,402,402,402,402,402,402,402,402,402,402,402,402,402,402,402,402,402,402,402,402,402,402,402,402,402,402,402,402]
[null,"Singapore","Republic of Singapore","SN","SG","SGP",702,1.3667,103.8,"Asia",486.23333333333329,{"$f":"IF(ISERROR(VLOOKUP($B160,'Grid EFs'!$B$14:$F$167,3,FALSE)),VLOOKUP($J160,'Grid EFs'!$B$4:$F$9,3,FALSE),VLOOKUP($B160,'Grid EFs'!$B$14:$F$167,3,FALSE))","v":1144.2709},{"$f":"IF(ISERROR(VLOOKUP($B160,'Grid EFs'!$B$14:$F$167,4,FALSE)),VLOOKUP($J160,'Grid EFs'!$B$4:$F$9,4,FALSE),VLOOKUP($B160,'Grid EFs'!$B$14:$F$167,4,FALSE))","v":827.18820000000005},{"$f":"IF(ISERROR(VLOOKUP($B160,'Grid EFs'!$B$14:$F$167,5,FALSE)),VLOOKUP($J160,'Grid EFs'!$B$4:$F$9,5,FALSE),VLOOKUP($B160,'Grid EFs'!$B$14:$F$167,5,FALSE))","v":398.09429999999998},472.47890000000001,486.23333333333329,4.49,{"$f":"IF(ISERROR(VLOOKUP($B160,LineLoss!$B$4:$C$147,2,FALSE)),VLOOKUP($J160,LineLoss!$E$4:$F$9,2,FALSE),VLOOKUP($B160,LineLoss!$B$4:$C$147,2,FALSE))","v":2.8070764025719307E-2},{"$f":"IF(ISNUMBER(MATCH(B160,'Grid EFs'!$B$14:$B$167,0)),\"\",\"*\")","v":""},"Non-OECD Asia",null,486.23333333333329,486.23333333333329,486.23333333333329,486.23333333333329,486.23333333333329,486.23333333333329,486.23333333333329,486.23333333333329,486.23333333333329,486.23333333333329,486.23333333333329,486.23333333333329,486.23333333333329,486.23333333333329,486.23333333333329,486.23333333333329,486.23333333333329,486.23333333333329,486.23333333333329,486.23333333333329,486.23333333333329,486.23333333333329,486.23333333333329,486.23333333333329,486.23333333333329,486.23333333333329,486.23333333333329,486.23333333333329,486.23333333333329,486.23333333333329,486.23333333333329,486.23333333333329,486.23333333333329,486.23333333333329,486.23333333333329,486.23333333333329,486.23333333333329,486.23333333333329,486.23333333333329,486.23333333333329,486.23333333333329,486.23333333333329,486.23333333333329,486.23333333333329,486.23333333333329,null,486.23333333333329,486.23333333333329,486.23333333333329,486.23333333333329,486.23333333333329,486.23333333333329,486.23333333333329,486.23333333333329,486.23333333333329,486.23333333333329,486.23333333333329,486.23333333333329,486.23333333333329,486.23333333333329,486.23333333333329,486.23333333333329,486.23333333333329,486.23333333333329,486.23333333333329,486.23333333333329,486.23333333333329,486.23333333333329,486.23333333333329,486.23333333333329,486.23333333333329,486.23333333333329,486.23333333333329,486.23333333333329,486.23333333333329,486.23333333333329,486.23333333333329,486.23333333333329,486.23333333333329,486.23333333333329,486.23333333333329,486.23333333333329,486.23333333333329,486.23333333333329,486.23333333333329,486.23333333333329,486.23333333333329,486.23333333333329,486.23333333333329,486.23333333333329,486.23333333333329]
[null,"Slovakia","Slovak Republic","LO","SK","SVK",703,48.666699999999999,19.5,"Europe",194.3861,{"$f":"IF(ISERROR(VLOOKUP($B161,'Grid EFs'!$B$14:$F$167,3,FALSE)),VLOOKUP($J161,'Grid EFs'!$B$4:$F$9,3,FALSE),VLOOKUP($B161,'Grid EFs'!$B$14:$F$167,3,FALSE))","v":1043.6219000000001},{"$f":"IF(ISERROR(VLOOKUP($B161,'Grid EFs'!$B$14:$F$167,4,FALSE)),VLOOKUP($J161,'Grid EFs'!$B$4:$F$9,4,FALSE),VLOOKUP($B161,'Grid EFs'!$B$14:$F$167,4,FALSE))","v":767.25229999999999},{"$f":"IF(ISERROR(VLOOKUP($B161,'Grid EFs'!$B$14:$F$167,5,FALSE)),VLOOKUP($J161,'Grid EFs'!$B$4:$F$9,5,FALSE),VLOOKUP($B161,'Grid EFs'!$B$14:$F$167,5,FALSE))","v":336.15199999999999},194.3861,"N/A",2.86,{"$f":"IF(ISERROR(VLOOKUP($B161,LineLoss!$B$4:$C$147,2,FALSE)),VLOOKUP($J161,LineLoss!$E$4:$F$9,2,FALSE),VLOOKUP($B161,LineLoss!$B$4:$C$147,2,FALSE))","v":2.8398567714420182E-2},{"$f":"IF(ISNUMBER(MATCH(B161,'Grid EFs'!$B$14:$B$167,0)),\"\",\"*\")","v":""},"OECD Europe",null,194.3861,194.3861,194.3861,194.3861,194.3861,194.3861,194.3861,194.3861,194.3861,194.3861,194.3861,194.3861,194.3861,194.3861,194.3861,194.3861,194.3861,194.3861,194.3861,194.3861,194.3861,194.3861,194.3861,194.3861,194.3861,194.3861,194.3861,194.3861,194.3861,194.3861,194.3861,194.3861,194.3861,194.3861,194.3861,194.3861,194.3861,194.3861,194.3861,194.3861,194.3861,194.3861,194.3861,194.3861,194.3861,null,194.3861,194.3861,194.3861,194.3861,194.3861,194.3861,194.3861,194.3861,194.3861,194.3861,194.3861,194.3861,194.3861,194.3861,194.3861,194.3861,194.3861,194.3861,194.3861,194.3861,194.3861,194.3861,194.3861,194.3861,194.3861,194.3861,194.3861,194.3861,194.3861,194.3861,194.3861,194.3861,194.3861,194.3861,194.3861,194.3861,194.3861,194.3861,194.3861,194.3861,194.3861,194.3861,194.3861,194.3861,194.3861]
[null,"Slovenia","Republic of Slovenia","SI","SI","SVN",705,46,15,"Europe",331.47609999999997,{"$f":"IF(ISERROR(VLOOKUP($B162,'Grid EFs'!$B$14:$F$167,3,FALSE)),VLOOKUP($J162,'Grid EFs'!$B$4:$F$9,3,FALSE),VLOOKUP($B162,'Grid EFs'!$B$14:$F$167,3,FALSE))","v":952.66920000000005},{"$f":"IF(ISERROR(VLOOKUP($B162,'Grid EFs'!$B$14:$F$167,4,FALSE)),VLOOKUP($J162,'Grid EFs'!$B$4:$F$9,4,FALSE),VLOOKUP($B162,'Grid EFs'!$B$14:$F$167,4,FALSE))","v":1041},{"$f":"IF(ISERROR(VLOOKUP($B162,'Grid EFs'!$B$14:$F$167,5,FALSE)),VLOOKUP($J162,'Grid EFs'!$B$4:$F$9,5,FALSE),VLOOKUP($B162,'Grid EFs'!$B$14:$F$167,5,FALSE))","v":371.8492},331.47609999999997,"N/A",3.4,{"$f":"IF(ISERROR(VLOOKUP($B162,LineLoss!$B$4:$C$147,2,FALSE)),VLOOKUP($J162,LineLoss!$E$4:$F$9,2,FALSE),VLOOKUP($B162,LineLoss!$B$4:$C$147,2,FALSE))","v":4.9546630344902906E-2},{"$f":"IF(ISNUMBER(MATCH(B162,'Grid EFs'!$B$14:$B$167,0)),\"\",\"*\")","v":""},"OECD Europe",null,331.47609999999997,331.47609999999997,331.47609999999997,331.47609999999997,331.47609999999997,331.47609999999997,331.47609999999997,331.47609999999997,331.47609999999997,331.47609999999997,331.47609999999997,331.47609999999997,331.47609999999997,331.47609999999997,331.47609999999997,331.47609999999997,331.47609999999997,331.47609999999997,331.47609999999997,331.47609999999997,331.47609999999997,331.47609999999997,331.47609999999997,331.47609999999997,331.47609999999997,331.47609999999997,331.47609999999997,331.47609999999997,331.47609999999997,331.47609999999997,331.47609999999997,331.47609999999997,331.47609999999997,331.47609999999997,331.47609999999997,331.47609999999997,331.47609999999997,331.47609999999997,331.47609999999997,331.47609999999997,331.47609999999997,331.47609999999997,331.47609999999997,331.47609999999997,331.47609999999997,null,331.47609999999997,331.47609999999997,331.47609999999997,331.47609999999997,331.47609999999997,331.47609999999997,331.47609999999997,331.47609999999997,331.47609999999997,331.47609999999997,331.47609999999997,331.47609999999997,331.47609999999997,331.47609999999997,331.47609999999997,331.47609999999997,331.47609999999997,331.47609999999997,331.47609999999997,331.47609999999997,331.47609999999997,331.47609999999997,331.47609999999997,331.47609999999997,331.47609999999997,331.47609999999997,331.47609999999997,331.47609999999997,331.47609999999997,331.47609999999997,331.47609999999997,331.47609999999997,331.47609999999997,331.47609999999997,331.47609999999997,331.47609999999997,331.47609999999997,331.47609999999997,331.47609999999997,331.47609999999997,331.47609999999997,331.47609999999997,331.47609999999997,331.47609999999997,331.47609999999997]
[null,"Solomon Islands","Solomon Islands","BP","SB","SLB",90,-8,159,"Oceania",736.13379999999995,{"$f":"IF(ISERROR(VLOOKUP($B163,'Grid EFs'!$B$14:$F$167,3,FALSE)),VLOOKUP($J163,'Grid EFs'!$B$4:$F$9,3,FALSE),VLOOKUP($B163,'Grid EFs'!$B$14:$F$167,3,FALSE))","v":931.32029999999997},{"$f":"IF(ISERROR(VLOOKUP($B163,'Grid EFs'!$B$14:$F$167,4,FALSE)),VLOOKUP($J163,'Grid EFs'!$B$4:$F$9,4,FALSE),VLOOKUP($B163,'Grid EFs'!$B$14:$F$167,4,FALSE))","v":633.54280000000006},{"$f":"IF(ISERROR(VLOOKUP($B163,'Grid EFs'!$B$14:$F$167,5,FALSE)),VLOOKUP($J163,'Grid EFs'!$B$4:$F$9,5,FALSE),VLOOKUP($B163,'Grid EFs'!$B$14:$F$167,5,FALSE))","v":439.2518},736.13379999999995,"N/A",5.27,{"$f":"IF(ISERROR(VLOOKUP($B163,LineLoss!$B$4:$C$147,2,FALSE)),VLOOKUP($J163,LineLoss!$E$4:$F$9,2,FALSE),VLOOKUP($B163,LineLoss!$B$4:$C$147,2,FALSE))","v":5.2001785658027835E-2},{"$f":"IF(ISNUMBER(MATCH(B163,'Grid EFs'!$B$14:$B$167,0)),\"\",\"*\")","v":"*"},"Non-OECD Asia",null,736.13379999999995,736.13379999999995,736.13379999999995,736.13379999999995,736.13379999999995,736.13379999999995,736.13379999999995,736.13379999999995,736.13379999999995,736.13379999999995,736.13379999999995,736.13379999999995,736.13379999999995,736.13379999999995,736.13379999999995,736.13379999999995,736.13379999999995,736.13379999999995,736.13379999999995,736.13379999999995,736.13379999999995,736.13379999999995,736.13379999999995,736.13379999999995,736.13379999999995,736.13379999999995,736.13379999999995,736.13379999999995,736.13379999999995,736.13379999999995,736.13379999999995,{"$f":"$K163","v":736.13379999999995},736.13379999999995,736.13379999999995,736.13379999999995,736.13379999999995,736.13379999999995,736.13379999999995,736.13379999999995,736.13379999999995,736.13379999999995,736.13379999999995,736.13379999999995,736.13379999999995,736.13379999999995,null,736.13379999999995,736.13379999999995,736.13379999999995,736.13379999999995,736.13379999999995,736.13379999999995,736.13379999999995,736.13379999999995,736.13379999999995,736.13379999999995,736.13379999999995,736.13379999999995,736.13379999999995,736.13379999999995,736.13379999999995,736.13379999999995,736.13379999999995,736.13379999999995,736.13379999999995,736.13379999999995,736.13379999999995,736.13379999999995,736.13379999999995,736.13379999999995,736.13379999999995,736.13379999999995,736.13379999999995,736.13379999999995,736.13379999999995,736.13379999999995,736.13379999999995,736.13379999999995,736.13379999999995,736.13379999999995,736.13379999999995,736.13379999999995,736.13379999999995,736.13379999999995,736.13379999999995,736.13379999999995,736.13379999999995,736.13379999999995,736.13379999999995,736.13379999999995,736.13379999999995]
[null,"Somalia","Somalia","SO","SO","SOM",706,10,49,"Africa",720.02358500000003,{"$f":"IF(ISERROR(VLOOKUP($B164,'Grid EFs'!$B$14:$F$167,3,FALSE)),VLOOKUP($J164,'Grid EFs'!$B$4:$F$9,3,FALSE),VLOOKUP($B164,'Grid EFs'!$B$14:$F$167,3,FALSE))","v":974.53949999999998},{"$f":"IF(ISERROR(VLOOKUP($B164,'Grid EFs'!$B$14:$F$167,4,FALSE)),VLOOKUP($J164,'Grid EFs'!$B$4:$F$9,4,FALSE),VLOOKUP($B164,'Grid EFs'!$B$14:$F$167,4,FALSE))","v":833.97270000000003},{"$f":"IF(ISERROR(VLOOKUP($B164,'Grid EFs'!$B$14:$F$167,5,FALSE)),VLOOKUP($J164,'Grid EFs'!$B$4:$F$9,5,FALSE),VLOOKUP($B164,'Grid EFs'!$B$14:$F$167,5,FALSE))","v":456.774},597.66229999999996,720.02358500000003,6.13,{"$f":"IF(ISERROR(VLOOKUP($B164,LineLoss!$B$4:$C$147,2,FALSE)),VLOOKUP($J164,LineLoss!$E$4:$F$9,2,FALSE),VLOOKUP($B164,LineLoss!$B$4:$C$147,2,FALSE))","v":7.571494692664206E-2},{"$f":"IF(ISNUMBER(MATCH(B164,'Grid EFs'!$B$14:$B$167,0)),\"\",\"*\")","v":"*"},"Africa",null,720.02358500000003,720.02358500000003,720.02358500000003,720.02358500000003,720.02358500000003,720.02358500000003,720.02358500000003,720.02358500000003,720.02358500000003,720.02358500000003,720.02358500000003,720.02358500000003,720.02358500000003,720.02358500000003,720.02358500000003,{"$f":"$K164","v":720.02358500000003},720.02358500000003,720.02358500000003,720.02358500000003,720.02358500000003,720.02358500000003,720.02358500000003,720.02358500000003,720.02358500000003,720.02358500000003,720.02358500000003,720.02358500000003,720.02358500000003,720.02358500000003,720.02358500000003,720.02358500000003,720.02358500000003,720.02358500000003,720.02358500000003,720.02358500000003,720.02358500000003,720.02358500000003,720.02358500000003,720.02358500000003,720.02358500000003,720.02358500000003,720.02358500000003,720.02358500000003,720.02358500000003,720.02358500000003,null,{"$f":"$K164","v":720.02358500000003},720.02358500000003,720.02358500000003,720.02358500000003,720.02358500000003,720.02358500000003,720.02358500000003,720.02358500000003,720.02358500000003,720.02358500000003,{"$f":"$K164","v":720.02358500000003},720.02358500000003,720.02358500000003,720.02358500000003,720.02358500000003,720.02358500000003,720.02358500000003,720.02358500000003,720.02358500000003,720.02358500000003,720.02358500000003,720.02358500000003,720.02358500000003,720.02358500000003,720.02358500000003,720.02358500000003,{"$f":"$K164","v":720.02358500000003},720.02358500000003,720.02358500000003,720.02358500000003,720.02358500000003,720.02358500000003,720.02358500000003,720.02358500000003,720.02358500000003,720.02358500000003,720.02358500000003,720.02358500000003,720.02358500000003,720.02358500000003,720.02358500000003,720.02358500000003,{"$f":"$K164","v":720.02358500000003},720.02358500000003,720.02358500000003]
[null,"South Africa","Republic of South Africa","SF","ZA","ZAF",710,-29,24,"Africa",950.57297297297316,{"$f":"IF(ISERROR(VLOOKUP($B165,'Grid EFs'!$B$14:$F$167,3,FALSE)),VLOOKUP($J165,'Grid EFs'!$B$4:$F$9,3,FALSE),VLOOKUP($B165,'Grid EFs'!$B$14:$F$167,3,FALSE))","v":972.85919999999999},{"$f":"IF(ISERROR(VLOOKUP($B165,'Grid EFs'!$B$14:$F$167,4,FALSE)),VLOOKUP($J165,'Grid EFs'!$B$4:$F$9,4,FALSE),VLOOKUP($B165,'Grid EFs'!$B$14:$F$167,4,FALSE))","v":762.36080000000004},{"$f":"IF(ISERROR(VLOOKUP($B165,'Grid EFs'!$B$14:$F$167,5,FALSE)),VLOOKUP($J165,'Grid EFs'!$B$4:$F$9,5,FALSE),VLOOKUP($B165,'Grid EFs'!$B$14:$F$167,5,FALSE))","v":456.774},913.52679999999998,950.57297297297316,5.77,{"$f":"IF(ISERROR(VLOOKUP($B165,LineLoss!$B$4:$C$147,2,FALSE)),VLOOKUP($J165,LineLoss!$E$4:$F$9,2,FALSE),VLOOKUP($B165,LineLoss!$B$4:$C$147,2,FALSE))","v":6.5632243029264389E-2},{"$f":"IF(ISNUMBER(MATCH(B165,'Grid EFs'!$B$14:$B$167,0)),\"\",\"*\")","v":""},"Africa",null,{"$f":"$K165","v":950.57297297297316},950.57297297297316,950.57297297297316,950.57297297297316,950.57297297297316,950.57297297297316,950.57297297297316,950.57297297297316,950.57297297297316,950.57297297297316,950.57297297297316,950.57297297297316,950.57297297297316,950.57297297297316,950.57297297297316,950.57297297297316,950.57297297297316,950.57297297297316,950.57297297297316,950.57297297297316,950.57297297297316,950.57297297297316,950.57297297297316,950.57297297297316,950.57297297297316,950.57297297297316,950.57297297297316,950.57297297297316,950.57297297297316,950.57297297297316,950.57297297297316,950.57297297297316,950.57297297297316,950.57297297297316,950.57297297297316,950.57297297297316,950.57297297297316,950.57297297297316,950.57297297297316,950.57297297297316,950.57297297297316,950.57297297297316,950.57297297297316,950.57297297297316,950.57297297297316,null,950.57297297297316,950.57297297297316,950.57297297297316,950.57297297297316,950.57297297297316,950.57297297297316,950.57297297297316,950.57297297297316,950.57297297297316,950.57297297297316,950.57297297297316,950.57297297297316,950.57297297297316,950.57297297297316,950.57297297297316,950.57297297297316,950.57297297297316,950.57297297297316,950.57297297297316,950.57297297297316,950.57297297297316,950.57297297297316,950.57297297297316,950.57297297297316,950.57297297297316,950.57297297297316,950.57297297297316,950.57297297297316,950.57297297297316,950.57297297297316,950.57297297297316,950.57297297297316,950.57297297297316,950.57297297297316,950.57297297297316,950.57297297297316,950.57297297297316,950.57297297297316,950.57297297297316,950.57297297297316,950.57297297297316,950.57297297297316,950.57297297297316,950.57297297297316,950.57297297297316]
[null,"South Sudan","Republic of South Sudan","OD","SS","SSD",728,8,30,"Africa",720.02358500000003,974.53949999999998,833.97270000000003,456.774,597.66229999999996,720.02358500000003,5.66,{"$f":"IF(ISERROR(VLOOKUP($B166,LineLoss!$B$4:$C$147,2,FALSE)),VLOOKUP($J166,LineLoss!$E$4:$F$9,2,FALSE),VLOOKUP($B166,LineLoss!$B$4:$C$147,2,FALSE))","v":5.0847457627118647E-2},null,"Africa",null,720.02358500000003,720.02358500000003,720.02358500000003,720.02358500000003,720.02358500000003,720.02358500000003,720.02358500000003,720.02358500000003,720.02358500000003,720.02358500000003,720.02358500000003,720.02358500000003,720.02358500000003,720.02358500000003,720.02358500000003,720.02358500000003,720.02358500000003,720.02358500000003,720.02358500000003,720.02358500000003,720.02358500000003,720.02358500000003,720.02358500000003,720.02358500000003,720.02358500000003,720.02358500000003,720.02358500000003,720.02358500000003,720.02358500000003,720.02358500000003,720.02358500000003,720.02358500000003,720.02358500000003,720.02358500000003,720.02358500000003,720.02358500000003,720.02358500000003,720.02358500000003,720.02358500000003,720.02358500000003,720.02358500000003,720.02358500000003,720.02358500000003,720.02358500000003,720.02358500000003,null,720.02358500000003,720.02358500000003,720.02358500000003,720.02358500000003,720.02358500000003,720.02358500000003,720.02358500000003,720.02358500000003,720.02358500000003,720.02358500000003,720.02358500000003,720.02358500000003,720.02358500000003,720.02358500000003,720.02358500000003,720.02358500000003,720.02358500000003,720.02358500000003,720.02358500000003,720.02358500000003,720.02358500000003,720.02358500000003,720.02358500000003,720.02358500000003,720.02358500000003,720.02358500000003,720.02358500000003,720.02358500000003,720.02358500000003,720.02358500000003,720.02358500000003,720.02358500000003,720.02358500000003,720.02358500000003,720.02358500000003,720.02358500000003,720.02358500000003,720.02358500000003,720.02358500000003,720.02358500000003,720.02358500000003,720.02358500000003,720.02358500000003,720.02358500000003,720.02358500000003]
[null,"Spain","Kingdom of Spain","SP","ES","ESP",724,40,-4,"Europe",305.35539999999997,{"$f":"IF(ISERROR(VLOOKUP($B167,'Grid EFs'!$B$14:$F$167,3,FALSE)),VLOOKUP($J167,'Grid EFs'!$B$4:$F$9,3,FALSE),VLOOKUP($B167,'Grid EFs'!$B$14:$F$167,3,FALSE))","v":927.68790000000001},{"$f":"IF(ISERROR(VLOOKUP($B167,'Grid EFs'!$B$14:$F$167,4,FALSE)),VLOOKUP($J167,'Grid EFs'!$B$4:$F$9,4,FALSE),VLOOKUP($B167,'Grid EFs'!$B$14:$F$167,4,FALSE))","v":708.73649999999998},{"$f":"IF(ISERROR(VLOOKUP($B167,'Grid EFs'!$B$14:$F$167,5,FALSE)),VLOOKUP($J167,'Grid EFs'!$B$4:$F$9,5,FALSE),VLOOKUP($B167,'Grid EFs'!$B$14:$F$167,5,FALSE))","v":356.82209999999998},305.35539999999997,"N/A",4.4000000000000004,{"$f":"IF(ISERROR(VLOOKUP($B167,LineLoss!$B$4:$C$147,2,FALSE)),VLOOKUP($J167,LineLoss!$E$4:$F$9,2,FALSE),VLOOKUP($B167,LineLoss!$B$4:$C$147,2,FALSE))","v":6.4954149822595675E-2},{"$f":"IF(ISNUMBER(MATCH(B167,'Grid EFs'!$B$14:$B$167,0)),\"\",\"*\")","v":""},"OECD Europe",null,305.35539999999997,305.35539999999997,305.35539999999997,305.35539999999997,305.35539999999997,305.35539999999997,305.35539999999997,305.35539999999997,305.35539999999997,305.35539999999997,305.35539999999997,305.35539999999997,305.35539999999997,305.35539999999997,305.35539999999997,305.35539999999997,305.35539999999997,305.35539999999997,305.35539999999997,305.35539999999997,305.35539999999997,305.35539999999997,305.35539999999997,305.35539999999997,305.35539999999997,305.35539999999997,305.35539999999997,305.35539999999997,305.35539999999997,305.35539999999997,305.35539999999997,305.35539999999997,305.35539999999997,305.35539999999997,305.35539999999997,305.35539999999997,305.35539999999997,305.35539999999997,305.35539999999997,305.35539999999997,305.35539999999997,305.35539999999997,305.35539999999997,305.35539999999997,305.35539999999997,null,305.35539999999997,305.35539999999997,305.35539999999997,305.35539999999997,305.35539999999997,305.35539999999997,305.35539999999997,305.35539999999997,305.35539999999997,305.35539999999997,305.35539999999997,305.35539999999997,305.35539999999997,305.35539999999997,305.35539999999997,305.35539999999997,305.35539999999997,305.35539999999997,305.35539999999997,305.35539999999997,305.35539999999997,305.35539999999997,305.35539999999997,305.35539999999997,305.35539999999997,305.35539999999997,305.35539999999997,305.35539999999997,305.35539999999997,305.35539999999997,305.35539999999997,305.35539999999997,305.35539999999997,305.35539999999997,305.35539999999997,305.35539999999997,305.35539999999997,305.35539999999997,305.35539999999997,305.35539999999997,305.35539999999997,305.35539999999997,305.35539999999997,305.35539999999997,305.35539999999997]
[null,"Sri Lanka","Democratic Socialist Republic of Sri Lanka","CE","LK","LKA",144,7,81,"Asia",715.41571428571433,{"$f":"IF(ISERROR(VLOOKUP($B168,'Grid EFs'!$B$14:$F$167,3,FALSE)),VLOOKUP($J168,'Grid EFs'!$B$4:$F$9,3,FALSE),VLOOKUP($B168,'Grid EFs'!$B$14:$F$167,3,FALSE))","v":1209.5291999999999},{"$f":"IF(ISERROR(VLOOKUP($B168,'Grid EFs'!$B$14:$F$167,4,FALSE)),VLOOKUP($J168,'Grid EFs'!$B$4:$F$9,4,FALSE),VLOOKUP($B168,'Grid EFs'!$B$14:$F$167,4,FALSE))","v":677.39149999999995},{"$f":"IF(ISERROR(VLOOKUP($B168,'Grid EFs'!$B$14:$F$167,5,FALSE)),VLOOKUP($J168,'Grid EFs'!$B$4:$F$9,5,FALSE),VLOOKUP($B168,'Grid EFs'!$B$14:$F$167,5,FALSE))","v":451.97480000000002},542.09180000000003,715.41571428571433,5.03,{"$f":"IF(ISERROR(VLOOKUP($B168,LineLoss!$B$4:$C$147,2,FALSE)),VLOOKUP($J168,LineLoss!$E$4:$F$9,2,FALSE),VLOOKUP($B168,LineLoss!$B$4:$C$147,2,FALSE))","v":8.0096018487556597E-2},{"$f":"IF(ISNUMBER(MATCH(B168,'Grid EFs'!$B$14:$B$167,0)),\"\",\"*\")","v":""},"Non-OECD Asia",null,715.41571428571433,715.41571428571433,715.41571428571433,715.41571428571433,715.41571428571433,715.41571428571433,715.41571428571433,715.41571428571433,715.41571428571433,715.41571428571433,715.41571428571433,715.41571428571433,715.41571428571433,715.41571428571433,715.41571428571433,715.41571428571433,715.41571428571433,715.41571428571433,715.41571428571433,715.41571428571433,715.41571428571433,715.41571428571433,715.41571428571433,715.41571428571433,715.41571428571433,715.41571428571433,715.41571428571433,715.41571428571433,715.41571428571433,715.41571428571433,715.41571428571433,715.41571428571433,715.41571428571433,715.41571428571433,715.41571428571433,715.41571428571433,715.41571428571433,715.41571428571433,715.41571428571433,715.41571428571433,715.41571428571433,715.41571428571433,715.41571428571433,715.41571428571433,715.41571428571433,null,715.41571428571433,715.41571428571433,715.41571428571433,715.41571428571433,715.41571428571433,715.41571428571433,715.41571428571433,715.41571428571433,715.41571428571433,715.41571428571433,715.41571428571433,715.41571428571433,715.41571428571433,715.41571428571433,715.41571428571433,715.41571428571433,715.41571428571433,715.41571428571433,715.41571428571433,715.41571428571433,715.41571428571433,715.41571428571433,715.41571428571433,715.41571428571433,715.41571428571433,715.41571428571433,715.41571428571433,715.41571428571433,715.41571428571433,715.41571428571433,715.41571428571433,715.41571428571433,715.41571428571433,715.41571428571433,715.41571428571433,715.41571428571433,715.41571428571433,715.41571428571433,715.41571428571433,715.41571428571433,715.41571428571433,715.41571428571433,715.41571428571433,715.41571428571433,715.41571428571433]
[null,"Sudan","Republic of the Sudan","SU","SD","SDN",736,15,30,"Africa",305,{"$f":"IF(ISERROR(VLOOKUP($B169,'Grid EFs'!$B$14:$F$167,3,FALSE)),VLOOKUP($J169,'Grid EFs'!$B$4:$F$9,3,FALSE),VLOOKUP($B169,'Grid EFs'!$B$14:$F$167,3,FALSE))","v":974.53949999999998},{"$f":"IF(ISERROR(VLOOKUP($B169,'Grid EFs'!$B$14:$F$167,4,FALSE)),VLOOKUP($J169,'Grid EFs'!$B$4:$F$9,4,FALSE),VLOOKUP($B169,'Grid EFs'!$B$14:$F$167,4,FALSE))","v":676.48850000000004},{"$f":"IF(ISERROR(VLOOKUP($B169,'Grid EFs'!$B$14:$F$167,5,FALSE)),VLOOKUP($J169,'Grid EFs'!$B$4:$F$9,5,FALSE),VLOOKUP($B169,'Grid EFs'!$B$14:$F$167,5,FALSE))","v":456.774},201.9572,305,6.51,{"$f":"IF(ISERROR(VLOOKUP($B169,LineLoss!$B$4:$C$147,2,FALSE)),VLOOKUP($J169,LineLoss!$E$4:$F$9,2,FALSE),VLOOKUP($B169,LineLoss!$B$4:$C$147,2,FALSE))","v":9.747905091202072E-2},{"$f":"IF(ISNUMBER(MATCH(B169,'Grid EFs'!$B$14:$B$167,0)),\"\",\"*\")","v":""},"Africa",null,305,305,305,305,305,305,305,305,305,305,305,305,305,305,305,305,305,305,305,305,305,305,305,305,305,305,305,305,305,305,305,305,305,305,305,305,305,305,305,305,305,305,305,305,305,null,305,305,305,305,305,305,305,305,305,305,305,305,305,305,305,305,305,305,305,305,305,305,305,305,305,305,305,305,305,305,305,305,305,305,305,305,305,305,305,305,305,305,305,305,305]
[null,"Suriname","Republic of Suriname","NS","SR","SUR",740,4,-56,"South America",472.44098150782378,{"$f":"IF(ISERROR(VLOOKUP($B170,'Grid EFs'!$B$14:$F$167,3,FALSE)),VLOOKUP($J170,'Grid EFs'!$B$4:$F$9,3,FALSE),VLOOKUP($B170,'Grid EFs'!$B$14:$F$167,3,FALSE))","v":1240.4880000000001},{"$f":"IF(ISERROR(VLOOKUP($B170,'Grid EFs'!$B$14:$F$167,4,FALSE)),VLOOKUP($J170,'Grid EFs'!$B$4:$F$9,4,FALSE),VLOOKUP($B170,'Grid EFs'!$B$14:$F$167,4,FALSE))","v":671.35590000000002},{"$f":"IF(ISERROR(VLOOKUP($B170,'Grid EFs'!$B$14:$F$167,5,FALSE)),VLOOKUP($J170,'Grid EFs'!$B$4:$F$9,5,FALSE),VLOOKUP($B170,'Grid EFs'!$B$14:$F$167,5,FALSE))","v":502.83659999999998},200.8047,472.44098150782378,5.28,{"$f":"IF(ISERROR(VLOOKUP($B170,LineLoss!$B$4:$C$147,2,FALSE)),VLOOKUP($J170,LineLoss!$E$4:$F$9,2,FALSE),VLOOKUP($B170,LineLoss!$B$4:$C$147,2,FALSE))","v":8.3808354719636283E-2},{"$f":"IF(ISNUMBER(MATCH(B170,'Grid EFs'!$B$14:$B$167,0)),\"\",\"*\")","v":"*"},"Latin America",null,472.44098150782378,472.44098150782378,472.44098150782378,472.44098150782378,472.44098150782378,472.44098150782378,472.44098150782378,472.44098150782378,472.44098150782378,472.44098150782378,472.44098150782378,472.44098150782378,472.44098150782378,472.44098150782378,472.44098150782378,472.44098150782378,472.44098150782378,472.44098150782378,472.44098150782378,472.44098150782378,472.44098150782378,472.44098150782378,472.44098150782378,472.44098150782378,472.44098150782378,472.44098150782378,472.44098150782378,472.44098150782378,472.44098150782378,472.44098150782378,472.44098150782378,472.44098150782378,472.44098150782378,472.44098150782378,472.44098150782378,472.44098150782378,472.44098150782378,472.44098150782378,472.44098150782378,472.44098150782378,472.44098150782378,472.44098150782378,472.44098150782378,472.44098150782378,472.44098150782378,null,472.44098150782378,472.44098150782378,472.44098150782378,472.44098150782378,472.44098150782378,472.44098150782378,472.44098150782378,472.44098150782378,472.44098150782378,472.44098150782378,472.44098150782378,472.44098150782378,472.44098150782378,472.44098150782378,472.44098150782378,472.44098150782378,472.44098150782378,472.44098150782378,472.44098150782378,472.44098150782378,472.44098150782378,472.44098150782378,472.44098150782378,472.44098150782378,472.44098150782378,472.44098150782378,472.44098150782378,472.44098150782378,472.44098150782378,472.44098150782378,472.44098150782378,472.44098150782378,472.44098150782378,472.44098150782378,472.44098150782378,472.44098150782378,472.44098150782378,472.44098150782378,472.44098150782378,472.44098150782378,472.44098150782378,472.44098150782378,472.44098150782378,472.44098150782378,472.44098150782378]
[null,"Swaziland","Kingdom of Swaziland","WZ","SZ","SWZ",748,-26.5,31.5,"Africa",720.02358500000003,{"$f":"IF(ISERROR(VLOOKUP($B171,'Grid EFs'!$B$14:$F$167,3,FALSE)),VLOOKUP($J171,'Grid EFs'!$B$4:$F$9,3,FALSE),VLOOKUP($B171,'Grid EFs'!$B$14:$F$167,3,FALSE))","v":974.53949999999998},{"$f":"IF(ISERROR(VLOOKUP($B171,'Grid EFs'!$B$14:$F$167,4,FALSE)),VLOOKUP($J171,'Grid EFs'!$B$4:$F$9,4,FALSE),VLOOKUP($B171,'Grid EFs'!$B$14:$F$167,4,FALSE))","v":833.97270000000003},{"$f":"IF(ISERROR(VLOOKUP($B171,'Grid EFs'!$B$14:$F$167,5,FALSE)),VLOOKUP($J171,'Grid EFs'!$B$4:$F$9,5,FALSE),VLOOKUP($B171,'Grid EFs'!$B$14:$F$167,5,FALSE))","v":456.774},597.66229999999996,720.02358500000003,4.8099999999999996,{"$f":"IF(ISERROR(VLOOKUP($B171,LineLoss!$B$4:$C$147,2,FALSE)),VLOOKUP($J171,LineLoss!$E$4:$F$9,2,FALSE),VLOOKUP($B171,LineLoss!$B$4:$C$147,2,FALSE))","v":7.571494692664206E-2},{"$f":"IF(ISNUMBER(MATCH(B171,'Grid EFs'!$B$14:$B$167,0)),\"\",\"*\")","v":"*"},"Africa",null,720.02358500000003,720.02358500000003,720.02358500000003,720.02358500000003,720.02358500000003,720.02358500000003,720.02358500000003,720.02358500000003,720.02358500000003,720.02358500000003,720.02358500000003,720.02358500000003,720.02358500000003,720.02358500000003,720.02358500000003,720.02358500000003,720.02358500000003,720.02358500000003,720.02358500000003,720.02358500000003,720.02358500000003,720.02358500000003,720.02358500000003,720.02358500000003,720.02358500000003,720.02358500000003,720.02358500000003,720.02358500000003,720.02358500000003,720.02358500000003,720.02358500000003,720.02358500000003,720.02358500000003,720.02358500000003,720.02358500000003,720.02358500000003,720.02358500000003,720.02358500000003,720.02358500000003,720.02358500000003,720.02358500000003,720.02358500000003,720.02358500000003,720.02358500000003,720.02358500000003,null,720.02358500000003,720.02358500000003,720.02358500000003,720.02358500000003,720.02358500000003,720.02358500000003,720.02358500000003,720.02358500000003,720.02358500000003,720.02358500000003,720.02358500000003,720.02358500000003,720.02358500000003,720.02358500000003,720.02358500000003,720.02358500000003,720.02358500000003,720.02358500000003,720.02358500000003,720.02358500000003,720.02358500000003,720.02358500000003,720.02358500000003,720.02358500000003,720.02358500000003,720.02358500000003,720.02358500000003,720.02358500000003,720.02358500000003,720.02358500000003,720.02358500000003,720.02358500000003,720.02358500000003,720.02358500000003,720.02358500000003,720.02358500000003,720.02358500000003,720.02358500000003,720.02358500000003,720.02358500000003,720.02358500000003,720.02358500000003,720.02358500000003,720.02358500000003,720.02358500000003]
[null,"Sweden","Kingdom of Sweden","SW","SE","SWE",752,62,15,"Europe",12.357900000000001,{"$f":"IF(ISERROR(VLOOKUP($B172,'Grid EFs'!$B$14:$F$167,3,FALSE)),VLOOKUP($J172,'Grid EFs'!$B$4:$F$9,3,FALSE),VLOOKUP($B172,'Grid EFs'!$B$14:$F$167,3,FALSE))","v":704.76710000000003},{"$f":"IF(ISERROR(VLOOKUP($B172,'Grid EFs'!$B$14:$F$167,4,FALSE)),VLOOKUP($J172,'Grid EFs'!$B$4:$F$9,4,FALSE),VLOOKUP($B172,'Grid EFs'!$B$14:$F$167,4,FALSE))","v":398.2251},{"$f":"IF(ISERROR(VLOOKUP($B172,'Grid EFs'!$B$14:$F$167,5,FALSE)),VLOOKUP($J172,'Grid EFs'!$B$4:$F$9,5,FALSE),VLOOKUP($B172,'Grid EFs'!$B$14:$F$167,5,FALSE))","v":214.38130000000001},12.357900000000001,"N/A",2.54,{"$f":"IF(ISERROR(VLOOKUP($B172,LineLoss!$B$4:$C$147,2,FALSE)),VLOOKUP($J172,LineLoss!$E$4:$F$9,2,FALSE),VLOOKUP($B172,LineLoss!$B$4:$C$147,2,FALSE))","v":5.7607294381684979E-2},{"$f":"IF(ISNUMBER(MATCH(B172,'Grid EFs'!$B$14:$B$167,0)),\"\",\"*\")","v":""},"OECD Europe",null,12.357900000000001,12.357900000000001,12.357900000000001,12.357900000000001,12.357900000000001,12.357900000000001,12.357900000000001,12.357900000000001,12.357900000000001,12.357900000000001,12.357900000000001,12.357900000000001,12.357900000000001,12.357900000000001,12.357900000000001,12.357900000000001,12.357900000000001,12.357900000000001,12.357900000000001,12.357900000000001,12.357900000000001,12.357900000000001,12.357900000000001,12.357900000000001,12.357900000000001,12.357900000000001,12.357900000000001,12.357900000000001,12.357900000000001,12.357900000000001,12.357900000000001,12.357900000000001,12.357900000000001,12.357900000000001,12.357900000000001,12.357900000000001,12.357900000000001,12.357900000000001,12.357900000000001,12.357900000000001,12.357900000000001,12.357900000000001,12.357900000000001,12.357900000000001,12.357900000000001,null,12.357900000000001,12.357900000000001,12.357900000000001,12.357900000000001,12.357900000000001,12.357900000000001,12.357900000000001,12.357900000000001,12.357900000000001,12.357900000000001,12.357900000000001,12.357900000000001,12.357900000000001,12.357900000000001,12.357900000000001,12.357900000000001,12.357900000000001,12.357900000000001,12.357900000000001,12.357900000000001,12.357900000000001,12.357900000000001,12.357900000000001,12.357900000000001,12.357900000000001,12.357900000000001,12.357900000000001,12.357900000000001,12.357900000000001,12.357900000000001,12.357900000000001,12.357900000000001,12.357900000000001,12.357900000000001,12.357900000000001,12.357900000000001,12.357900000000001,12.357900000000001,12.357900000000001,12.357900000000001,12.357900000000001,12.357900000000001,12.357900000000001,12.357900000000001,12.357900000000001]
[null,"Switzerland","Swiss Confederation","SZ","CH","CHE",756,47,8,"Europe",28.036300000000001,{"$f":"IF(ISERROR(VLOOKUP($B173,'Grid EFs'!$B$14:$F$167,3,FALSE)),VLOOKUP($J173,'Grid EFs'!$B$4:$F$9,3,FALSE),VLOOKUP($B173,'Grid EFs'!$B$14:$F$167,3,FALSE))","v":917.48320000000001},{"$f":"IF(ISERROR(VLOOKUP($B173,'Grid EFs'!$B$14:$F$167,4,FALSE)),VLOOKUP($J173,'Grid EFs'!$B$4:$F$9,4,FALSE),VLOOKUP($B173,'Grid EFs'!$B$14:$F$167,4,FALSE))","v":424.65320000000003},{"$f":"IF(ISERROR(VLOOKUP($B173,'Grid EFs'!$B$14:$F$167,5,FALSE)),VLOOKUP($J173,'Grid EFs'!$B$4:$F$9,5,FALSE),VLOOKUP($B173,'Grid EFs'!$B$14:$F$167,5,FALSE))","v":257.98930000000001},28.036300000000001,"N/A",3.37,{"$f":"IF(ISERROR(VLOOKUP($B173,LineLoss!$B$4:$C$147,2,FALSE)),VLOOKUP($J173,LineLoss!$E$4:$F$9,2,FALSE),VLOOKUP($B173,LineLoss!$B$4:$C$147,2,FALSE))","v":5.6305117502635019E-2},{"$f":"IF(ISNUMBER(MATCH(B173,'Grid EFs'!$B$14:$B$167,0)),\"\",\"*\")","v":""},"OECD Europe",null,28.036300000000001,28.036300000000001,28.036300000000001,28.036300000000001,28.036300000000001,28.036300000000001,28.036300000000001,28.036300000000001,28.036300000000001,28.036300000000001,28.036300000000001,28.036300000000001,28.036300000000001,28.036300000000001,28.036300000000001,28.036300000000001,28.036300000000001,28.036300000000001,28.036300000000001,28.036300000000001,28.036300000000001,28.036300000000001,28.036300000000001,28.036300000000001,28.036300000000001,28.036300000000001,28.036300000000001,28.036300000000001,28.036300000000001,28.036300000000001,28.036300000000001,28.036300000000001,28.036300000000001,28.036300000000001,28.036300000000001,28.036300000000001,28.036300000000001,28.036300000000001,28.036300000000001,28.036300000000001,28.036300000000001,28.036300000000001,28.036300000000001,28.036300000000001,28.036300000000001,null,28.036300000000001,28.036300000000001,28.036300000000001,28.036300000000001,28.036300000000001,28.036300000000001,28.036300000000001,28.036300000000001,28.036300000000001,28.036300000000001,28.036300000000001,28.036300000000001,28.036300000000001,28.036300000000001,28.036300000000001,28.036300000000001,28.036300000000001,28.036300000000001,28.036300000000001,28.036300000000001,28.036300000000001,28.036300000000001,28.036300000000001,28.036300000000001,28.036300000000001,28.036300000000001,28.036300000000001,28.036300000000001,28.036300000000001,28.036300000000001,28.036300000000001,28.036300000000001,28.036300000000001,28.036300000000001,28.036300000000001,28.036300000000001,28.036300000000001,28.036300000000001,28.036300000000001,28.036300000000001,28.036300000000001,28.036300000000001,28.036300000000001,28.036300000000001,28.036300000000001]
[null,"Syria","Syrian Arab Republic","SY","SY","SYR",760,35,38,"Asia",679.18018867924513,{"$f":"IF(ISERROR(VLOOKUP($B174,'Grid EFs'!$B$14:$F$167,3,FALSE)),VLOOKUP($J174,'Grid EFs'!$B$4:$F$9,3,FALSE),VLOOKUP($B174,'Grid EFs'!$B$14:$F$167,3,FALSE))","v":1144.2709},{"$f":"IF(ISERROR(VLOOKUP($B174,'Grid EFs'!$B$14:$F$167,4,FALSE)),VLOOKUP($J174,'Grid EFs'!$B$4:$F$9,4,FALSE),VLOOKUP($B174,'Grid EFs'!$B$14:$F$167,4,FALSE))","v":801.84029999999996},{"$f":"IF(ISERROR(VLOOKUP($B174,'Grid EFs'!$B$14:$F$167,5,FALSE)),VLOOKUP($J174,'Grid EFs'!$B$4:$F$9,5,FALSE),VLOOKUP($B174,'Grid EFs'!$B$14:$F$167,5,FALSE))","v":542.96730000000002},582.41600000000005,679.18018867924513,5,{"$f":"IF(ISERROR(VLOOKUP($B174,LineLoss!$B$4:$C$147,2,FALSE)),VLOOKUP($J174,LineLoss!$E$4:$F$9,2,FALSE),VLOOKUP($B174,LineLoss!$B$4:$C$147,2,FALSE))","v":9.0559603936660571E-2},{"$f":"IF(ISNUMBER(MATCH(B174,'Grid EFs'!$B$14:$B$167,0)),\"\",\"*\")","v":""},"Middle East",null,679.18018867924513,679.18018867924513,679.18018867924513,679.18018867924513,679.18018867924513,679.18018867924513,679.18018867924513,679.18018867924513,679.18018867924513,679.18018867924513,679.18018867924513,679.18018867924513,679.18018867924513,679.18018867924513,679.18018867924513,679.18018867924513,679.18018867924513,679.18018867924513,679.18018867924513,679.18018867924513,679.18018867924513,679.18018867924513,679.18018867924513,679.18018867924513,679.18018867924513,679.18018867924513,679.18018867924513,679.18018867924513,679.18018867924513,679.18018867924513,679.18018867924513,679.18018867924513,679.18018867924513,679.18018867924513,679.18018867924513,679.18018867924513,679.18018867924513,679.18018867924513,679.18018867924513,679.18018867924513,679.18018867924513,679.18018867924513,679.18018867924513,679.18018867924513,679.18018867924513,null,{"$f":"$K174","v":679.18018867924513},679.18018867924513,679.18018867924513,679.18018867924513,679.18018867924513,679.18018867924513,679.18018867924513,679.18018867924513,679.18018867924513,679.18018867924513,{"$f":"$K174","v":679.18018867924513},679.18018867924513,679.18018867924513,679.18018867924513,679.18018867924513,679.18018867924513,679.18018867924513,679.18018867924513,679.18018867924513,679.18018867924513,679.18018867924513,679.18018867924513,679.18018867924513,679.18018867924513,679.18018867924513,679.18018867924513,679.18018867924513,679.18018867924513,679.18018867924513,679.18018867924513,679.18018867924513,679.18018867924513,679.18018867924513,679.18018867924513,679.18018867924513,679.18018867924513,679.18018867924513,679.18018867924513,679.18018867924513,679.18018867924513,679.18018867924513,679.18018867924513,679.18018867924513,679.18018867924513,679.18018867924513]
[null,"Tajikistan","Republic of Tajikistan","TI","TJ","TJK",762,39,71,"Asia",846.53392083466008,{"$f":"IF(ISERROR(VLOOKUP($B175,'Grid EFs'!$B$14:$F$167,3,FALSE)),VLOOKUP($J175,'Grid EFs'!$B$4:$F$9,3,FALSE),VLOOKUP($B175,'Grid EFs'!$B$14:$F$167,3,FALSE))","v":919.05070000000001},{"$f":"IF(ISERROR(VLOOKUP($B175,'Grid EFs'!$B$14:$F$167,4,FALSE)),VLOOKUP($J175,'Grid EFs'!$B$4:$F$9,4,FALSE),VLOOKUP($B175,'Grid EFs'!$B$14:$F$167,4,FALSE))","v":785.51969999999994},{"$f":"IF(ISERROR(VLOOKUP($B175,'Grid EFs'!$B$14:$F$167,5,FALSE)),VLOOKUP($J175,'Grid EFs'!$B$4:$F$9,5,FALSE),VLOOKUP($B175,'Grid EFs'!$B$14:$F$167,5,FALSE))","v":293.83760000000001},1.2809999999999999,846.53392083466008,4.13,{"$f":"IF(ISERROR(VLOOKUP($B175,LineLoss!$B$4:$C$147,2,FALSE)),VLOOKUP($J175,LineLoss!$E$4:$F$9,2,FALSE),VLOOKUP($B175,LineLoss!$B$4:$C$147,2,FALSE))","v":8.4144536558726835E-2},{"$f":"IF(ISNUMBER(MATCH(B175,'Grid EFs'!$B$14:$B$167,0)),\"\",\"*\")","v":""},"Eastern Europe & Eurasia",null,846.53392083466008,846.53392083466008,846.53392083466008,846.53392083466008,846.53392083466008,846.53392083466008,846.53392083466008,846.53392083466008,846.53392083466008,846.53392083466008,846.53392083466008,846.53392083466008,846.53392083466008,846.53392083466008,846.53392083466008,846.53392083466008,846.53392083466008,846.53392083466008,846.53392083466008,846.53392083466008,846.53392083466008,846.53392083466008,846.53392083466008,846.53392083466008,846.53392083466008,846.53392083466008,846.53392083466008,846.53392083466008,846.53392083466008,846.53392083466008,846.53392083466008,846.53392083466008,846.53392083466008,846.53392083466008,846.53392083466008,846.53392083466008,846.53392083466008,846.53392083466008,846.53392083466008,846.53392083466008,846.53392083466008,846.53392083466008,846.53392083466008,846.53392083466008,846.53392083466008,null,846.53392083466008,846.53392083466008,846.53392083466008,846.53392083466008,846.53392083466008,846.53392083466008,846.53392083466008,846.53392083466008,846.53392083466008,846.53392083466008,846.53392083466008,846.53392083466008,846.53392083466008,846.53392083466008,846.53392083466008,846.53392083466008,846.53392083466008,846.53392083466008,846.53392083466008,846.53392083466008,846.53392083466008,846.53392083466008,846.53392083466008,846.53392083466008,846.53392083466008,846.53392083466008,846.53392083466008,846.53392083466008,846.53392083466008,846.53392083466008,846.53392083466008,846.53392083466008,846.53392083466008,846.53392083466008,846.53392083466008,846.53392083466008,846.53392083466008,846.53392083466008,846.53392083466008,846.53392083466008,846.53392083466008,846.53392083466008,846.53392083466008,846.53392083466008,846.53392083466008]
[null,"Tanzania","United Republic of Tanzania","TZ","TZ","TZA",834,-6,35,"Africa",498.3,{"$f":"IF(ISERROR(VLOOKUP($B176,'Grid EFs'!$B$14:$F$167,3,FALSE)),VLOOKUP($J176,'Grid EFs'!$B$4:$F$9,3,FALSE),VLOOKUP($B176,'Grid EFs'!$B$14:$F$167,3,FALSE))","v":974.53949999999998},{"$f":"IF(ISERROR(VLOOKUP($B176,'Grid EFs'!$B$14:$F$167,4,FALSE)),VLOOKUP($J176,'Grid EFs'!$B$4:$F$9,4,FALSE),VLOOKUP($B176,'Grid EFs'!$B$14:$F$167,4,FALSE))","v":1051.8036},{"$f":"IF(ISERROR(VLOOKUP($B176,'Grid EFs'!$B$14:$F$167,5,FALSE)),VLOOKUP($J176,'Grid EFs'!$B$4:$F$9,5,FALSE),VLOOKUP($B176,'Grid EFs'!$B$14:$F$167,5,FALSE))","v":542.39390000000003},486.80590000000001,498.3,6.03,{"$f":"IF(ISERROR(VLOOKUP($B176,LineLoss!$B$4:$C$147,2,FALSE)),VLOOKUP($J176,LineLoss!$E$4:$F$9,2,FALSE),VLOOKUP($B176,LineLoss!$B$4:$C$147,2,FALSE))","v":0.10294208145456486},{"$f":"IF(ISNUMBER(MATCH(B176,'Grid EFs'!$B$14:$B$167,0)),\"\",\"*\")","v":""},"Africa",null,498.3,498.3,498.3,498.3,498.3,498.3,498.3,498.3,498.3,498.3,498.3,498.3,498.3,498.3,498.3,498.3,498.3,498.3,498.3,498.3,498.3,498.3,498.3,498.3,498.3,498.3,498.3,498.3,498.3,498.3,498.3,498.3,498.3,498.3,498.3,498.3,498.3,498.3,498.3,498.3,498.3,498.3,498.3,498.3,498.3,null,498.3,498.3,498.3,498.3,498.3,498.3,498.3,498.3,498.3,498.3,498.3,498.3,498.3,498.3,498.3,498.3,498.3,498.3,498.3,498.3,498.3,498.3,498.3,498.3,498.3,498.3,498.3,498.3,498.3,498.3,498.3,498.3,498.3,498.3,498.3,498.3,498.3,498.3,498.3,498.3,498.3,498.3,498.3,498.3,498.3]
[null,"Thailand","Kingdom of Thailand","TH","TH","THA",764,15,100,"Asia",548.34038461538432,{"$f":"IF(ISERROR(VLOOKUP($B177,'Grid EFs'!$B$14:$F$167,3,FALSE)),VLOOKUP($J177,'Grid EFs'!$B$4:$F$9,3,FALSE),VLOOKUP($B177,'Grid EFs'!$B$14:$F$167,3,FALSE))","v":1011.3687},{"$f":"IF(ISERROR(VLOOKUP($B177,'Grid EFs'!$B$14:$F$167,4,FALSE)),VLOOKUP($J177,'Grid EFs'!$B$4:$F$9,4,FALSE),VLOOKUP($B177,'Grid EFs'!$B$14:$F$167,4,FALSE))","v":687.81290000000001},{"$f":"IF(ISERROR(VLOOKUP($B177,'Grid EFs'!$B$14:$F$167,5,FALSE)),VLOOKUP($J177,'Grid EFs'!$B$4:$F$9,5,FALSE),VLOOKUP($B177,'Grid EFs'!$B$14:$F$167,5,FALSE))","v":409.82740000000001},500.42399999999998,548.34038461538432,5.19,{"$f":"IF(ISERROR(VLOOKUP($B177,LineLoss!$B$4:$C$147,2,FALSE)),VLOOKUP($J177,LineLoss!$E$4:$F$9,2,FALSE),VLOOKUP($B177,LineLoss!$B$4:$C$147,2,FALSE))","v":5.491050395418097E-2},{"$f":"IF(ISNUMBER(MATCH(B177,'Grid EFs'!$B$14:$B$167,0)),\"\",\"*\")","v":""},"Non-OECD Asia",null,548.34038461538432,548.34038461538432,548.34038461538432,548.34038461538432,548.34038461538432,548.34038461538432,548.34038461538432,548.34038461538432,548.34038461538432,548.34038461538432,548.34038461538432,548.34038461538432,548.34038461538432,548.34038461538432,548.34038461538432,548.34038461538432,548.34038461538432,548.34038461538432,548.34038461538432,548.34038461538432,548.34038461538432,548.34038461538432,548.34038461538432,548.34038461538432,548.34038461538432,548.34038461538432,548.34038461538432,548.34038461538432,548.34038461538432,548.34038461538432,548.34038461538432,548.34038461538432,548.34038461538432,548.34038461538432,548.34038461538432,548.34038461538432,548.34038461538432,548.34038461538432,548.34038461538432,548.34038461538432,548.34038461538432,548.34038461538432,548.34038461538432,548.34038461538432,548.34038461538432,null,548.34038461538432,548.34038461538432,548.34038461538432,548.34038461538432,548.34038461538432,548.34038461538432,548.34038461538432,548.34038461538432,548.34038461538432,548.34038461538432,548.34038461538432,548.34038461538432,548.34038461538432,548.34038461538432,548.34038461538432,548.34038461538432,548.34038461538432,548.34038461538432,548.34038461538432,548.34038461538432,548.34038461538432,548.34038461538432,548.34038461538432,548.34038461538432,548.34038461538432,548.34038461538432,548.34038461538432,548.34038461538432,548.34038461538432,548.34038461538432,548.34038461538432,548.34038461538432,548.34038461538432,548.34038461538432,548.34038461538432,548.34038461538432,548.34038461538432,548.34038461538432,548.34038461538432,548.34038461538432,548.34038461538432,548.34038461538432,548.34038461538432,548.34038461538432,548.34038461538432]
[null,"Timor-Leste","Democratic Republic of Timor-Leste","TT","TL","TLS",626,-8.5500000000000007,125.5167,"Oceania",846.53392083466008,{"$f":"IF(ISERROR(VLOOKUP($B178,'Grid EFs'!$B$14:$F$167,3,FALSE)),VLOOKUP($J178,'Grid EFs'!$B$4:$F$9,3,FALSE),VLOOKUP($B178,'Grid EFs'!$B$14:$F$167,3,FALSE))","v":931.32029999999997},{"$f":"IF(ISERROR(VLOOKUP($B178,'Grid EFs'!$B$14:$F$167,4,FALSE)),VLOOKUP($J178,'Grid EFs'!$B$4:$F$9,4,FALSE),VLOOKUP($B178,'Grid EFs'!$B$14:$F$167,4,FALSE))","v":633.54280000000006},{"$f":"IF(ISERROR(VLOOKUP($B178,'Grid EFs'!$B$14:$F$167,5,FALSE)),VLOOKUP($J178,'Grid EFs'!$B$4:$F$9,5,FALSE),VLOOKUP($B178,'Grid EFs'!$B$14:$F$167,5,FALSE))","v":439.2518},736.13379999999995,846.53392083466008,5.64,{"$f":"IF(ISERROR(VLOOKUP($B178,LineLoss!$B$4:$C$147,2,FALSE)),VLOOKUP($J178,LineLoss!$E$4:$F$9,2,FALSE),VLOOKUP($B178,LineLoss!$B$4:$C$147,2,FALSE))","v":5.2001785658027835E-2},{"$f":"IF(ISNUMBER(MATCH(B178,'Grid EFs'!$B$14:$B$167,0)),\"\",\"*\")","v":"*"},"Non-OECD Asia",null,846.53392083466008,846.53392083466008,846.53392083466008,846.53392083466008,846.53392083466008,846.53392083466008,846.53392083466008,846.53392083466008,846.53392083466008,846.53392083466008,846.53392083466008,846.53392083466008,846.53392083466008,846.53392083466008,846.53392083466008,846.53392083466008,846.53392083466008,846.53392083466008,846.53392083466008,846.53392083466008,846.53392083466008,846.53392083466008,846.53392083466008,846.53392083466008,846.53392083466008,846.53392083466008,846.53392083466008,846.53392083466008,846.53392083466008,846.53392083466008,846.53392083466008,846.53392083466008,846.53392083466008,846.53392083466008,846.53392083466008,846.53392083466008,846.53392083466008,846.53392083466008,846.53392083466008,846.53392083466008,846.53392083466008,846.53392083466008,846.53392083466008,846.53392083466008,846.53392083466008,null,846.53392083466008,846.53392083466008,846.53392083466008,846.53392083466008,846.53392083466008,846.53392083466008,846.53392083466008,846.53392083466008,846.53392083466008,846.53392083466008,846.53392083466008,846.53392083466008,846.53392083466008,846.53392083466008,846.53392083466008,846.53392083466008,846.53392083466008,846.53392083466008,846.53392083466008,846.53392083466008,846.53392083466008,846.53392083466008,846.53392083466008,846.53392083466008,846.53392083466008,846.53392083466008,846.53392083466008,846.53392083466008,846.53392083466008,846.53392083466008,846.53392083466008,846.53392083466008,846.53392083466008,846.53392083466008,846.53392083466008,846.53392083466008,846.53392083466008,846.53392083466008,846.53392083466008,846.53392083466008,846.53392083466008,846.53392083466008,846.53392083466008,846.53392083466008,846.53392083466008]
[null,"Togo","Togolese Republic","TO","TG","TGO",768,8,1.1667000000000001,"Africa",720.02358500000003,{"$f":"IF(ISERROR(VLOOKUP($B179,'Grid EFs'!$B$14:$F$167,3,FALSE)),VLOOKUP($J179,'Grid EFs'!$B$4:$F$9,3,FALSE),VLOOKUP($B179,'Grid EFs'!$B$14:$F$167,3,FALSE))","v":974.53949999999998},{"$f":"IF(ISERROR(VLOOKUP($B179,'Grid EFs'!$B$14:$F$167,4,FALSE)),VLOOKUP($J179,'Grid EFs'!$B$4:$F$9,4,FALSE),VLOOKUP($B179,'Grid EFs'!$B$14:$F$167,4,FALSE))","v":1118.4118000000001},{"$f":"IF(ISERROR(VLOOKUP($B179,'Grid EFs'!$B$14:$F$167,5,FALSE)),VLOOKUP($J179,'Grid EFs'!$B$4:$F$9,5,FALSE),VLOOKUP($B179,'Grid EFs'!$B$14:$F$167,5,FALSE))","v":456.774},171.28829999999999,720.02358500000003,5.3,{"$f":"IF(ISERROR(VLOOKUP($B179,LineLoss!$B$4:$C$147,2,FALSE)),VLOOKUP($J179,LineLoss!$E$4:$F$9,2,FALSE),VLOOKUP($B179,LineLoss!$B$4:$C$147,2,FALSE))","v":7.571494692664206E-2},{"$f":"IF(ISNUMBER(MATCH(B179,'Grid EFs'!$B$14:$B$167,0)),\"\",\"*\")","v":""},"Africa",null,720.02358500000003,720.02358500000003,720.02358500000003,720.02358500000003,720.02358500000003,720.02358500000003,720.02358500000003,720.02358500000003,720.02358500000003,720.02358500000003,720.02358500000003,720.02358500000003,720.02358500000003,720.02358500000003,720.02358500000003,720.02358500000003,720.02358500000003,720.02358500000003,720.02358500000003,720.02358500000003,720.02358500000003,720.02358500000003,720.02358500000003,720.02358500000003,720.02358500000003,720.02358500000003,720.02358500000003,720.02358500000003,720.02358500000003,720.02358500000003,{"$f":"$K179","v":720.02358500000003},720.02358500000003,720.02358500000003,720.02358500000003,720.02358500000003,720.02358500000003,720.02358500000003,720.02358500000003,720.02358500000003,720.02358500000003,720.02358500000003,720.02358500000003,720.02358500000003,720.02358500000003,720.02358500000003,null,720.02358500000003,720.02358500000003,720.02358500000003,720.02358500000003,720.02358500000003,720.02358500000003,720.02358500000003,720.02358500000003,720.02358500000003,720.02358500000003,720.02358500000003,720.02358500000003,720.02358500000003,720.02358500000003,720.02358500000003,720.02358500000003,720.02358500000003,720.02358500000003,720.02358500000003,720.02358500000003,720.02358500000003,720.02358500000003,720.02358500000003,720.02358500000003,720.02358500000003,720.02358500000003,720.02358500000003,720.02358500000003,720.02358500000003,720.02358500000003,720.02358500000003,720.02358500000003,720.02358500000003,720.02358500000003,720.02358500000003,720.02358500000003,720.02358500000003,720.02358500000003,720.02358500000003,720.02358500000003,720.02358500000003,720.02358500000003,720.02358500000003,720.02358500000003,720.02358500000003]
[null,"Tonga","Kingdom of Tonga","TN","TO","TON",776,-20,-175,"Oceania",736.13379999999995,{"$f":"IF(ISERROR(VLOOKUP($B180,'Grid EFs'!$B$14:$F$167,3,FALSE)),VLOOKUP($J180,'Grid EFs'!$B$4:$F$9,3,FALSE),VLOOKUP($B180,'Grid EFs'!$B$14:$F$167,3,FALSE))","v":931.32029999999997},{"$f":"IF(ISERROR(VLOOKUP($B180,'Grid EFs'!$B$14:$F$167,4,FALSE)),VLOOKUP($J180,'Grid EFs'!$B$4:$F$9,4,FALSE),VLOOKUP($B180,'Grid EFs'!$B$14:$F$167,4,FALSE))","v":633.54280000000006},{"$f":"IF(ISERROR(VLOOKUP($B180,'Grid EFs'!$B$14:$F$167,5,FALSE)),VLOOKUP($J180,'Grid EFs'!$B$4:$F$9,5,FALSE),VLOOKUP($B180,'Grid EFs'!$B$14:$F$167,5,FALSE))","v":439.2518},736.13379999999995,"N/A",5.39,{"$f":"IF(ISERROR(VLOOKUP($B180,LineLoss!$B$4:$C$147,2,FALSE)),VLOOKUP($J180,LineLoss!$E$4:$F$9,2,FALSE),VLOOKUP($B180,LineLoss!$B$4:$C$147,2,FALSE))","v":5.2001785658027835E-2},{"$f":"IF(ISNUMBER(MATCH(B180,'Grid EFs'!$B$14:$B$167,0)),\"\",\"*\")","v":"*"},"Non-OECD Asia",null,736.13379999999995,736.13379999999995,736.13379999999995,736.13379999999995,736.13379999999995,736.13379999999995,736.13379999999995,736.13379999999995,736.13379999999995,736.13379999999995,736.13379999999995,736.13379999999995,736.13379999999995,736.13379999999995,736.13379999999995,736.13379999999995,{"$f":"$K180","v":736.13379999999995},736.13379999999995,736.13379999999995,736.13379999999995,736.13379999999995,736.13379999999995,736.13379999999995,736.13379999999995,736.13379999999995,736.13379999999995,736.13379999999995,736.13379999999995,736.13379999999995,736.13379999999995,736.13379999999995,736.13379999999995,736.13379999999995,736.13379999999995,736.13379999999995,736.13379999999995,736.13379999999995,736.13379999999995,736.13379999999995,736.13379999999995,736.13379999999995,736.13379999999995,736.13379999999995,736.13379999999995,736.13379999999995,null,736.13379999999995,736.13379999999995,736.13379999999995,736.13379999999995,736.13379999999995,736.13379999999995,736.13379999999995,736.13379999999995,736.13379999999995,736.13379999999995,736.13379999999995,736.13379999999995,736.13379999999995,736.13379999999995,736.13379999999995,736.13379999999995,736.13379999999995,736.13379999999995,736.13379999999995,736.13379999999995,736.13379999999995,736.13379999999995,736.13379999999995,736.13379999999995,736.13379999999995,736.13379999999995,{"$f":"$K180","v":736.13379999999995},736.13379999999995,736.13379999999995,736.13379999999995,736.13379999999995,736.13379999999995,736.13379999999995,736.13379999999995,736.13379999999995,736.13379999999995,736.13379999999995,736.13379999999995,736.13379999999995,736.13379999999995,736.13379999999995,736.13379999999995,{"$f":"$K180","v":736.13379999999995},736.13379999999995,736.13379999999995]
[null,"Trinidad and Tobago","Republic of Trinidad and Tobago","TD","TT","TTO",780,11,-61,"North America",472.44098150782378,{"$f":"IF(ISERROR(VLOOKUP($B181,'Grid EFs'!$B$14:$F$167,3,FALSE)),VLOOKUP($J181,'Grid EFs'!$B$4:$F$9,3,FALSE),VLOOKUP($B181,'Grid EFs'!$B$14:$F$167,3,FALSE))","v":1240.4880000000001},{"$f":"IF(ISERROR(VLOOKUP($B181,'Grid EFs'!$B$14:$F$167,4,FALSE)),VLOOKUP($J181,'Grid EFs'!$B$4:$F$9,4,FALSE),VLOOKUP($B181,'Grid EFs'!$B$14:$F$167,4,FALSE))","v":789.54169999999999},{"$f":"IF(ISERROR(VLOOKUP($B181,'Grid EFs'!$B$14:$F$167,5,FALSE)),VLOOKUP($J181,'Grid EFs'!$B$4:$F$9,5,FALSE),VLOOKUP($B181,'Grid EFs'!$B$14:$F$167,5,FALSE))","v":676.07249999999999},676.37070000000006,472.44098150782378,6.1,{"$f":"IF(ISERROR(VLOOKUP($B181,LineLoss!$B$4:$C$147,2,FALSE)),VLOOKUP($J181,LineLoss!$E$4:$F$9,2,FALSE),VLOOKUP($B181,LineLoss!$B$4:$C$147,2,FALSE))","v":2.7960562547982112E-2},{"$f":"IF(ISNUMBER(MATCH(B181,'Grid EFs'!$B$14:$B$167,0)),\"\",\"*\")","v":""},"Latin America",null,{"$f":"$K181","v":472.44098150782378},472.44098150782378,472.44098150782378,472.44098150782378,472.44098150782378,472.44098150782378,472.44098150782378,472.44098150782378,472.44098150782378,472.44098150782378,472.44098150782378,472.44098150782378,472.44098150782378,472.44098150782378,472.44098150782378,472.44098150782378,472.44098150782378,472.44098150782378,472.44098150782378,472.44098150782378,472.44098150782378,472.44098150782378,472.44098150782378,472.44098150782378,472.44098150782378,472.44098150782378,472.44098150782378,472.44098150782378,472.44098150782378,472.44098150782378,472.44098150782378,472.44098150782378,472.44098150782378,472.44098150782378,472.44098150782378,472.44098150782378,472.44098150782378,472.44098150782378,472.44098150782378,472.44098150782378,472.44098150782378,472.44098150782378,472.44098150782378,472.44098150782378,472.44098150782378,null,472.44098150782378,472.44098150782378,472.44098150782378,472.44098150782378,472.44098150782378,472.44098150782378,472.44098150782378,472.44098150782378,472.44098150782378,472.44098150782378,472.44098150782378,472.44098150782378,472.44098150782378,472.44098150782378,472.44098150782378,472.44098150782378,472.44098150782378,472.44098150782378,472.44098150782378,472.44098150782378,472.44098150782378,472.44098150782378,472.44098150782378,472.44098150782378,472.44098150782378,472.44098150782378,472.44098150782378,472.44098150782378,472.44098150782378,472.44098150782378,472.44098150782378,472.44098150782378,472.44098150782378,472.44098150782378,472.44098150782378,472.44098150782378,472.44098150782378,472.44098150782378,472.44098150782378,472.44098150782378,472.44098150782378,472.44098150782378,472.44098150782378,472.44098150782378,472.44098150782378]
[null,"Tunisia","Tunisian Republic","TS","TN","TUN",788,34,9,"Africa",553.64,{"$f":"IF(ISERROR(VLOOKUP($B182,'Grid EFs'!$B$14:$F$167,3,FALSE)),VLOOKUP($J182,'Grid EFs'!$B$4:$F$9,3,FALSE),VLOOKUP($B182,'Grid EFs'!$B$14:$F$167,3,FALSE))","v":974.53949999999998},{"$f":"IF(ISERROR(VLOOKUP($B182,'Grid EFs'!$B$14:$F$167,4,FALSE)),VLOOKUP($J182,'Grid EFs'!$B$4:$F$9,4,FALSE),VLOOKUP($B182,'Grid EFs'!$B$14:$F$167,4,FALSE))","v":833.97270000000003},{"$f":"IF(ISERROR(VLOOKUP($B182,'Grid EFs'!$B$14:$F$167,5,FALSE)),VLOOKUP($J182,'Grid EFs'!$B$4:$F$9,5,FALSE),VLOOKUP($B182,'Grid EFs'!$B$14:$F$167,5,FALSE))","v":473.0899},459.02890000000002,553.64,4.84,{"$f":"IF(ISERROR(VLOOKUP($B182,LineLoss!$B$4:$C$147,2,FALSE)),VLOOKUP($J182,LineLoss!$E$4:$F$9,2,FALSE),VLOOKUP($B182,LineLoss!$B$4:$C$147,2,FALSE))","v":8.293450109061215E-2},{"$f":"IF(ISNUMBER(MATCH(B182,'Grid EFs'!$B$14:$B$167,0)),\"\",\"*\")","v":""},"Africa",null,553.64,553.64,553.64,553.64,553.64,553.64,553.64,553.64,553.64,553.64,553.64,553.64,553.64,553.64,553.64,553.64,553.64,553.64,553.64,553.64,553.64,553.64,553.64,553.64,553.64,553.64,553.64,553.64,553.64,553.64,553.64,553.64,553.64,553.64,553.64,553.64,553.64,553.64,553.64,553.64,553.64,553.64,553.64,553.64,553.64,null,553.64,553.64,553.64,553.64,553.64,553.64,553.64,553.64,553.64,553.64,553.64,553.64,553.64,553.64,553.64,553.64,553.64,553.64,553.64,553.64,553.64,553.64,553.64,553.64,553.64,553.64,553.64,553.64,553.64,553.64,553.64,553.64,553.64,553.64,553.64,553.64,553.64,553.64,553.64,553.64,553.64,553.64,553.64,553.64,553.64]
[null,"Turkey","Republic of Turkey","TU","TR","TUR",792,39,35,"Asia",459.1454,{"$f":"IF(ISERROR(VLOOKUP($B183,'Grid EFs'!$B$14:$F$167,3,FALSE)),VLOOKUP($J183,'Grid EFs'!$B$4:$F$9,3,FALSE),VLOOKUP($B183,'Grid EFs'!$B$14:$F$167,3,FALSE))","v":1024.6189999999999},{"$f":"IF(ISERROR(VLOOKUP($B183,'Grid EFs'!$B$14:$F$167,4,FALSE)),VLOOKUP($J183,'Grid EFs'!$B$4:$F$9,4,FALSE),VLOOKUP($B183,'Grid EFs'!$B$14:$F$167,4,FALSE))","v":642.71379999999999},{"$f":"IF(ISERROR(VLOOKUP($B183,'Grid EFs'!$B$14:$F$167,5,FALSE)),VLOOKUP($J183,'Grid EFs'!$B$4:$F$9,5,FALSE),VLOOKUP($B183,'Grid EFs'!$B$14:$F$167,5,FALSE))","v":373.39429999999999},459.1454,"N/A",4.45,{"$f":"IF(ISERROR(VLOOKUP($B183,LineLoss!$B$4:$C$147,2,FALSE)),VLOOKUP($J183,LineLoss!$E$4:$F$9,2,FALSE),VLOOKUP($B183,LineLoss!$B$4:$C$147,2,FALSE))","v":8.5460915686455904E-2},{"$f":"IF(ISNUMBER(MATCH(B183,'Grid EFs'!$B$14:$B$167,0)),\"\",\"*\")","v":""},"OECD Europe",null,459.1454,459.1454,459.1454,459.1454,459.1454,459.1454,459.1454,459.1454,459.1454,459.1454,459.1454,459.1454,459.1454,459.1454,459.1454,459.1454,459.1454,459.1454,459.1454,459.1454,459.1454,459.1454,459.1454,459.1454,459.1454,459.1454,459.1454,459.1454,459.1454,459.1454,459.1454,459.1454,459.1454,459.1454,459.1454,459.1454,459.1454,459.1454,459.1454,459.1454,459.1454,459.1454,459.1454,459.1454,459.1454,null,459.1454,459.1454,459.1454,459.1454,459.1454,459.1454,459.1454,459.1454,459.1454,459.1454,459.1454,459.1454,459.1454,459.1454,459.1454,459.1454,459.1454,459.1454,459.1454,459.1454,459.1454,459.1454,459.1454,459.1454,459.1454,459.1454,459.1454,459.1454,459.1454,459.1454,459.1454,459.1454,459.1454,459.1454,459.1454,459.1454,459.1454,459.1454,459.1454,459.1454,459.1454,459.1454,459.1454,459.1454,459.1454]
[null,"Turkmenistan","Turkmenistan","TX","TM","TKM",795,40,60,"Asia",846.53392083466008,{"$f":"IF(ISERROR(VLOOKUP($B184,'Grid EFs'!$B$14:$F$167,3,FALSE)),VLOOKUP($J184,'Grid EFs'!$B$4:$F$9,3,FALSE),VLOOKUP($B184,'Grid EFs'!$B$14:$F$167,3,FALSE))","v":919.05070000000001},{"$f":"IF(ISERROR(VLOOKUP($B184,'Grid EFs'!$B$14:$F$167,4,FALSE)),VLOOKUP($J184,'Grid EFs'!$B$4:$F$9,4,FALSE),VLOOKUP($B184,'Grid EFs'!$B$14:$F$167,4,FALSE))","v":785.51969999999994},{"$f":"IF(ISERROR(VLOOKUP($B184,'Grid EFs'!$B$14:$F$167,5,FALSE)),VLOOKUP($J184,'Grid EFs'!$B$4:$F$9,5,FALSE),VLOOKUP($B184,'Grid EFs'!$B$14:$F$167,5,FALSE))","v":986.74469999999997},986.74469999999997,846.53392083466008,4.45,{"$f":"IF(ISERROR(VLOOKUP($B184,LineLoss!$B$4:$C$147,2,FALSE)),VLOOKUP($J184,LineLoss!$E$4:$F$9,2,FALSE),VLOOKUP($B184,LineLoss!$B$4:$C$147,2,FALSE))","v":8.1539771090360952E-2},{"$f":"IF(ISNUMBER(MATCH(B184,'Grid EFs'!$B$14:$B$167,0)),\"\",\"*\")","v":""},"Eastern Europe & Eurasia",null,846.53392083466008,846.53392083466008,846.53392083466008,846.53392083466008,846.53392083466008,846.53392083466008,846.53392083466008,846.53392083466008,846.53392083466008,846.53392083466008,846.53392083466008,846.53392083466008,846.53392083466008,846.53392083466008,846.53392083466008,846.53392083466008,846.53392083466008,846.53392083466008,846.53392083466008,846.53392083466008,846.53392083466008,846.53392083466008,846.53392083466008,846.53392083466008,846.53392083466008,846.53392083466008,846.53392083466008,846.53392083466008,846.53392083466008,846.53392083466008,846.53392083466008,846.53392083466008,846.53392083466008,846.53392083466008,846.53392083466008,846.53392083466008,846.53392083466008,846.53392083466008,846.53392083466008,846.53392083466008,846.53392083466008,846.53392083466008,846.53392083466008,846.53392083466008,846.53392083466008,null,846.53392083466008,846.53392083466008,846.53392083466008,846.53392083466008,846.53392083466008,846.53392083466008,846.53392083466008,846.53392083466008,846.53392083466008,846.53392083466008,846.53392083466008,846.53392083466008,846.53392083466008,846.53392083466008,846.53392083466008,846.53392083466008,846.53392083466008,846.53392083466008,846.53392083466008,846.53392083466008,846.53392083466008,846.53392083466008,846.53392083466008,846.53392083466008,846.53392083466008,846.53392083466008,846.53392083466008,846.53392083466008,846.53392083466008,846.53392083466008,846.53392083466008,846.53392083466008,846.53392083466008,846.53392083466008,846.53392083466008,846.53392083466008,846.53392083466008,846.53392083466008,846.53392083466008,846.53392083466008,846.53392083466008,846.53392083466008,846.53392083466008,846.53392083466008,846.53392083466008]
[null,"Tuvalu","Tuvalu","TV","TV","TUV",798,-8,178,"Oceania",736.13379999999995,{"$f":"IF(ISERROR(VLOOKUP($B185,'Grid EFs'!$B$14:$F$167,3,FALSE)),VLOOKUP($J185,'Grid EFs'!$B$4:$F$9,3,FALSE),VLOOKUP($B185,'Grid EFs'!$B$14:$F$167,3,FALSE))","v":931.32029999999997},{"$f":"IF(ISERROR(VLOOKUP($B185,'Grid EFs'!$B$14:$F$167,4,FALSE)),VLOOKUP($J185,'Grid EFs'!$B$4:$F$9,4,FALSE),VLOOKUP($B185,'Grid EFs'!$B$14:$F$167,4,FALSE))","v":633.54280000000006},{"$f":"IF(ISERROR(VLOOKUP($B185,'Grid EFs'!$B$14:$F$167,5,FALSE)),VLOOKUP($J185,'Grid EFs'!$B$4:$F$9,5,FALSE),VLOOKUP($B185,'Grid EFs'!$B$14:$F$167,5,FALSE))","v":439.2518},736.13379999999995,"N/A",5.31,{"$f":"IF(ISERROR(VLOOKUP($B185,LineLoss!$B$4:$C$147,2,FALSE)),VLOOKUP($J185,LineLoss!$E$4:$F$9,2,FALSE),VLOOKUP($B185,LineLoss!$B$4:$C$147,2,FALSE))","v":5.2001785658027835E-2},{"$f":"IF(ISNUMBER(MATCH(B185,'Grid EFs'!$B$14:$B$167,0)),\"\",\"*\")","v":"*"},"Non-OECD",null,736.13379999999995,736.13379999999995,736.13379999999995,736.13379999999995,736.13379999999995,736.13379999999995,736.13379999999995,736.13379999999995,736.13379999999995,736.13379999999995,736.13379999999995,736.13379999999995,736.13379999999995,736.13379999999995,736.13379999999995,736.13379999999995,736.13379999999995,736.13379999999995,736.13379999999995,736.13379999999995,736.13379999999995,736.13379999999995,736.13379999999995,736.13379999999995,736.13379999999995,736.13379999999995,736.13379999999995,736.13379999999995,736.13379999999995,736.13379999999995,736.13379999999995,736.13379999999995,736.13379999999995,736.13379999999995,736.13379999999995,736.13379999999995,736.13379999999995,736.13379999999995,736.13379999999995,736.13379999999995,736.13379999999995,736.13379999999995,736.13379999999995,736.13379999999995,736.13379999999995,null,736.13379999999995,736.13379999999995,736.13379999999995,736.13379999999995,736.13379999999995,736.13379999999995,736.13379999999995,736.13379999999995,736.13379999999995,736.13379999999995,736.13379999999995,736.13379999999995,736.13379999999995,736.13379999999995,736.13379999999995,736.13379999999995,736.13379999999995,736.13379999999995,736.13379999999995,736.13379999999995,736.13379999999995,736.13379999999995,736.13379999999995,736.13379999999995,736.13379999999995,736.13379999999995,736.13379999999995,736.13379999999995,736.13379999999995,736.13379999999995,736.13379999999995,736.13379999999995,736.13379999999995,736.13379999999995,736.13379999999995,736.13379999999995,736.13379999999995,736.13379999999995,736.13379999999995,736.13379999999995,736.13379999999995,736.13379999999995,736.13379999999995,736.13379999999995,736.13379999999995]
[null,"Uganda","Republic of Uganda","UG","UG","UGA",800,1,32,"Africa",486.73714285714289,{"$f":"IF(ISERROR(VLOOKUP($B186,'Grid EFs'!$B$14:$F$167,3,FALSE)),VLOOKUP($J186,'Grid EFs'!$B$4:$F$9,3,FALSE),VLOOKUP($B186,'Grid EFs'!$B$14:$F$167,3,FALSE))","v":974.53949999999998},{"$f":"IF(ISERROR(VLOOKUP($B186,'Grid EFs'!$B$14:$F$167,4,FALSE)),VLOOKUP($J186,'Grid EFs'!$B$4:$F$9,4,FALSE),VLOOKUP($B186,'Grid EFs'!$B$14:$F$167,4,FALSE))","v":833.97270000000003},{"$f":"IF(ISERROR(VLOOKUP($B186,'Grid EFs'!$B$14:$F$167,5,FALSE)),VLOOKUP($J186,'Grid EFs'!$B$4:$F$9,5,FALSE),VLOOKUP($B186,'Grid EFs'!$B$14:$F$167,5,FALSE))","v":456.774},597.66229999999996,486.73714285714289,5.6,{"$f":"IF(ISERROR(VLOOKUP($B186,LineLoss!$B$4:$C$147,2,FALSE)),VLOOKUP($J186,LineLoss!$E$4:$F$9,2,FALSE),VLOOKUP($B186,LineLoss!$B$4:$C$147,2,FALSE))","v":7.571494692664206E-2},{"$f":"IF(ISNUMBER(MATCH(B186,'Grid EFs'!$B$14:$B$167,0)),\"\",\"*\")","v":"*"},"Africa",null,486.73714285714289,486.73714285714289,486.73714285714289,486.73714285714289,486.73714285714289,486.73714285714289,486.73714285714289,486.73714285714289,486.73714285714289,486.73714285714289,486.73714285714289,486.73714285714289,486.73714285714289,486.73714285714289,486.73714285714289,486.73714285714289,486.73714285714289,486.73714285714289,486.73714285714289,486.73714285714289,486.73714285714289,486.73714285714289,486.73714285714289,486.73714285714289,486.73714285714289,486.73714285714289,486.73714285714289,486.73714285714289,486.73714285714289,486.73714285714289,486.73714285714289,486.73714285714289,486.73714285714289,486.73714285714289,486.73714285714289,486.73714285714289,486.73714285714289,486.73714285714289,486.73714285714289,486.73714285714289,486.73714285714289,486.73714285714289,486.73714285714289,486.73714285714289,486.73714285714289,null,486.73714285714289,486.73714285714289,486.73714285714289,486.73714285714289,486.73714285714289,486.73714285714289,486.73714285714289,486.73714285714289,486.73714285714289,486.73714285714289,486.73714285714289,486.73714285714289,486.73714285714289,486.73714285714289,486.73714285714289,486.73714285714289,486.73714285714289,486.73714285714289,486.73714285714289,486.73714285714289,486.73714285714289,486.73714285714289,486.73714285714289,486.73714285714289,486.73714285714289,486.73714285714289,486.73714285714289,486.73714285714289,486.73714285714289,486.73714285714289,486.73714285714289,486.73714285714289,486.73714285714289,486.73714285714289,486.73714285714289,486.73714285714289,486.73714285714289,486.73714285714289,486.73714285714289,486.73714285714289,486.73714285714289,486.73714285714289,486.73714285714289,486.73714285714289,486.73714285714289]
[null,"Ukraine","Ukraine","UP","UA","UKR",804,49,32,"Europe",459.97579999999999,{"$f":"IF(ISERROR(VLOOKUP($B187,'Grid EFs'!$B$14:$F$167,3,FALSE)),VLOOKUP($J187,'Grid EFs'!$B$4:$F$9,3,FALSE),VLOOKUP($B187,'Grid EFs'!$B$14:$F$167,3,FALSE))","v":1057.3423},{"$f":"IF(ISERROR(VLOOKUP($B187,'Grid EFs'!$B$14:$F$167,4,FALSE)),VLOOKUP($J187,'Grid EFs'!$B$4:$F$9,4,FALSE),VLOOKUP($B187,'Grid EFs'!$B$14:$F$167,4,FALSE))","v":750.41110000000003},{"$f":"IF(ISERROR(VLOOKUP($B187,'Grid EFs'!$B$14:$F$167,5,FALSE)),VLOOKUP($J187,'Grid EFs'!$B$4:$F$9,5,FALSE),VLOOKUP($B187,'Grid EFs'!$B$14:$F$167,5,FALSE))","v":371.65429999999998},459.97579999999999,"N/A",3.24,{"$f":"IF(ISERROR(VLOOKUP($B187,LineLoss!$B$4:$C$147,2,FALSE)),VLOOKUP($J187,LineLoss!$E$4:$F$9,2,FALSE),VLOOKUP($B187,LineLoss!$B$4:$C$147,2,FALSE))","v":7.4604627493893461E-2},{"$f":"IF(ISNUMBER(MATCH(B187,'Grid EFs'!$B$14:$B$167,0)),\"\",\"*\")","v":""},"Eastern Europe & Eurasia",null,459.97579999999999,459.97579999999999,459.97579999999999,459.97579999999999,459.97579999999999,459.97579999999999,459.97579999999999,459.97579999999999,459.97579999999999,459.97579999999999,459.97579999999999,459.97579999999999,459.97579999999999,459.97579999999999,459.97579999999999,459.97579999999999,459.97579999999999,459.97579999999999,459.97579999999999,459.97579999999999,459.97579999999999,459.97579999999999,459.97579999999999,459.97579999999999,459.97579999999999,459.97579999999999,459.97579999999999,459.97579999999999,459.97579999999999,459.97579999999999,459.97579999999999,459.97579999999999,459.97579999999999,459.97579999999999,459.97579999999999,459.97579999999999,459.97579999999999,459.97579999999999,459.97579999999999,459.97579999999999,459.97579999999999,459.97579999999999,459.97579999999999,459.97579999999999,459.97579999999999,null,{"$f":"$K187","v":459.97579999999999},459.97579999999999,459.97579999999999,459.97579999999999,459.97579999999999,459.97579999999999,459.97579999999999,459.97579999999999,459.97579999999999,459.97579999999999,459.97579999999999,459.97579999999999,459.97579999999999,459.97579999999999,459.97579999999999,459.97579999999999,459.97579999999999,459.97579999999999,459.97579999999999,459.97579999999999,459.97579999999999,459.97579999999999,459.97579999999999,459.97579999999999,459.97579999999999,459.97579999999999,459.97579999999999,459.97579999999999,459.97579999999999,459.97579999999999,459.97579999999999,459.97579999999999,459.97579999999999,459.97579999999999,459.97579999999999,459.97579999999999,459.97579999999999,459.97579999999999,459.97579999999999,459.97579999999999,459.97579999999999,459.97579999999999,459.97579999999999,459.97579999999999,459.97579999999999]
[null,"United Arab Emirates","United Arab Emirates","AE","AE","ARE",784,24,54,"Asia",676.37,{"$f":"IF(ISERROR(VLOOKUP($B188,'Grid EFs'!$B$14:$F$167,3,FALSE)),VLOOKUP($J188,'Grid EFs'!$B$4:$F$9,3,FALSE),VLOOKUP($B188,'Grid EFs'!$B$14:$F$167,3,FALSE))","v":1144.2709},{"$f":"IF(ISERROR(VLOOKUP($B188,'Grid EFs'!$B$14:$F$167,4,FALSE)),VLOOKUP($J188,'Grid EFs'!$B$4:$F$9,4,FALSE),VLOOKUP($B188,'Grid EFs'!$B$14:$F$167,4,FALSE))","v":1195.7221999999999},{"$f":"IF(ISERROR(VLOOKUP($B188,'Grid EFs'!$B$14:$F$167,5,FALSE)),VLOOKUP($J188,'Grid EFs'!$B$4:$F$9,5,FALSE),VLOOKUP($B188,'Grid EFs'!$B$14:$F$167,5,FALSE))","v":588.90049999999997},597.27589999999998,676.37,5.61,{"$f":"IF(ISERROR(VLOOKUP($B188,LineLoss!$B$4:$C$147,2,FALSE)),VLOOKUP($J188,LineLoss!$E$4:$F$9,2,FALSE),VLOOKUP($B188,LineLoss!$B$4:$C$147,2,FALSE))","v":5.8705113778070299E-2},{"$f":"IF(ISNUMBER(MATCH(B188,'Grid EFs'!$B$14:$B$167,0)),\"\",\"*\")","v":""},"Middle East",null,676.37,676.37,676.37,676.37,676.37,676.37,676.37,676.37,676.37,676.37,676.37,676.37,676.37,676.37,676.37,676.37,676.37,676.37,676.37,676.37,676.37,676.37,676.37,676.37,676.37,676.37,676.37,676.37,676.37,676.37,676.37,676.37,676.37,676.37,676.37,676.37,676.37,676.37,676.37,676.37,676.37,676.37,676.37,676.37,676.37,null,676.37,676.37,676.37,676.37,676.37,676.37,676.37,676.37,676.37,676.37,676.37,676.37,676.37,676.37,676.37,676.37,676.37,676.37,676.37,676.37,676.37,{"$f":"$K188","v":676.37},676.37,676.37,676.37,676.37,676.37,676.37,676.37,676.37,676.37,676.37,676.37,676.37,676.37,676.37,676.37,676.37,676.37,676.37,676.37,676.37,676.37,676.37,676.37]
[null,"United Kingdom","United Kingdom of Great Britain and Northern Ireland","UK","GB","GBR",826,54,-2,"Europe",479.47829999999999,{"$f":"IF(ISERROR(VLOOKUP($B189,'Grid EFs'!$B$14:$F$167,3,FALSE)),VLOOKUP($J189,'Grid EFs'!$B$4:$F$9,3,FALSE),VLOOKUP($B189,'Grid EFs'!$B$14:$F$167,3,FALSE))","v":892.97889999999995},{"$f":"IF(ISERROR(VLOOKUP($B189,'Grid EFs'!$B$14:$F$167,4,FALSE)),VLOOKUP($J189,'Grid EFs'!$B$4:$F$9,4,FALSE),VLOOKUP($B189,'Grid EFs'!$B$14:$F$167,4,FALSE))","v":761.78660000000002},{"$f":"IF(ISERROR(VLOOKUP($B189,'Grid EFs'!$B$14:$F$167,5,FALSE)),VLOOKUP($J189,'Grid EFs'!$B$4:$F$9,5,FALSE),VLOOKUP($B189,'Grid EFs'!$B$14:$F$167,5,FALSE))","v":386.89659999999998},479.47829999999999,"N/A",2.61,{"$f":"IF(ISERROR(VLOOKUP($B189,LineLoss!$B$4:$C$147,2,FALSE)),VLOOKUP($J189,LineLoss!$E$4:$F$9,2,FALSE),VLOOKUP($B189,LineLoss!$B$4:$C$147,2,FALSE))","v":5.9621438799079995E-2},{"$f":"IF(ISNUMBER(MATCH(B189,'Grid EFs'!$B$14:$B$167,0)),\"\",\"*\")","v":""},"OECD Europe",null,479.47829999999999,479.47829999999999,479.47829999999999,479.47829999999999,479.47829999999999,479.47829999999999,479.47829999999999,479.47829999999999,479.47829999999999,479.47829999999999,479.47829999999999,479.47829999999999,479.47829999999999,479.47829999999999,479.47829999999999,479.47829999999999,479.47829999999999,479.47829999999999,479.47829999999999,479.47829999999999,479.47829999999999,479.47829999999999,479.47829999999999,479.47829999999999,479.47829999999999,479.47829999999999,479.47829999999999,479.47829999999999,479.47829999999999,479.47829999999999,479.47829999999999,479.47829999999999,479.47829999999999,479.47829999999999,479.47829999999999,479.47829999999999,479.47829999999999,479.47829999999999,479.47829999999999,479.47829999999999,479.47829999999999,479.47829999999999,479.47829999999999,479.47829999999999,479.47829999999999,null,479.47829999999999,479.47829999999999,479.47829999999999,479.47829999999999,479.47829999999999,479.47829999999999,479.47829999999999,479.47829999999999,479.47829999999999,479.47829999999999,479.47829999999999,479.47829999999999,479.47829999999999,479.47829999999999,479.47829999999999,479.47829999999999,479.47829999999999,479.47829999999999,479.47829999999999,479.47829999999999,479.47829999999999,479.47829999999999,479.47829999999999,479.47829999999999,479.47829999999999,479.47829999999999,479.47829999999999,479.47829999999999,479.47829999999999,479.47829999999999,479.47829999999999,479.47829999999999,479.47829999999999,479.47829999999999,479.47829999999999,479.47829999999999,479.47829999999999,479.47829999999999,479.47829999999999,479.47829999999999,479.47829999999999,479.47829999999999,479.47829999999999,479.47829999999999,479.47829999999999]
[null,"United States","United States of America","US","US","USA",840,38,-97,"North America",480.68610000000001,{"$f":"IF(ISERROR(VLOOKUP($B190,'Grid EFs'!$B$14:$F$167,3,FALSE)),VLOOKUP($J190,'Grid EFs'!$B$4:$F$9,3,FALSE),VLOOKUP($B190,'Grid EFs'!$B$14:$F$167,3,FALSE))","v":912.45330000000001},{"$f":"IF(ISERROR(VLOOKUP($B190,'Grid EFs'!$B$14:$F$167,4,FALSE)),VLOOKUP($J190,'Grid EFs'!$B$4:$F$9,4,FALSE),VLOOKUP($B190,'Grid EFs'!$B$14:$F$167,4,FALSE))","v":671.13300000000004},{"$f":"IF(ISERROR(VLOOKUP($B190,'Grid EFs'!$B$14:$F$167,5,FALSE)),VLOOKUP($J190,'Grid EFs'!$B$4:$F$9,5,FALSE),VLOOKUP($B190,'Grid EFs'!$B$14:$F$167,5,FALSE))","v":403.06540000000001},480.68610000000001,"N/A",4.3,{"$f":"IF(ISERROR(VLOOKUP($B190,LineLoss!$B$4:$C$147,2,FALSE)),VLOOKUP($J190,LineLoss!$E$4:$F$9,2,FALSE),VLOOKUP($B190,LineLoss!$B$4:$C$147,2,FALSE))","v":5.427651723557974E-2},{"$f":"IF(ISNUMBER(MATCH(B190,'Grid EFs'!$B$14:$B$167,0)),\"\",\"*\")","v":""},"OECD Americas",null,480.68610000000001,480.68610000000001,480.68610000000001,480.68610000000001,480.68610000000001,480.68610000000001,480.68610000000001,480.68610000000001,480.68610000000001,480.68610000000001,480.68610000000001,480.68610000000001,480.68610000000001,480.68610000000001,480.68610000000001,480.68610000000001,480.68610000000001,480.68610000000001,480.68610000000001,480.68610000000001,480.68610000000001,480.68610000000001,480.68610000000001,480.68610000000001,480.68610000000001,480.68610000000001,480.68610000000001,480.68610000000001,480.68610000000001,480.68610000000001,480.68610000000001,480.68610000000001,480.68610000000001,480.68610000000001,480.68610000000001,480.68610000000001,480.68610000000001,480.68610000000001,480.68610000000001,480.68610000000001,480.68610000000001,480.68610000000001,480.68610000000001,480.68610000000001,480.68610000000001,null,480.68610000000001,480.68610000000001,480.68610000000001,480.68610000000001,480.68610000000001,480.68610000000001,480.68610000000001,480.68610000000001,480.68610000000001,480.68610000000001,480.68610000000001,480.68610000000001,480.68610000000001,480.68610000000001,480.68610000000001,480.68610000000001,480.68610000000001,480.68610000000001,480.68610000000001,480.68610000000001,480.68610000000001,480.68610000000001,480.68610000000001,480.68610000000001,480.68610000000001,480.68610000000001,480.68610000000001,480.68610000000001,480.68610000000001,480.68610000000001,480.68610000000001,480.68610000000001,480.68610000000001,480.68610000000001,480.68610000000001,480.68610000000001,480.68610000000001,480.68610000000001,480.68610000000001,480.68610000000001,480.68610000000001,480.68610000000001,480.68610000000001,480.68610000000001,480.68610000000001]
[null,"Uruguay","Oriental Republic of Uruguay","UY","UY","URY",858,-33,-56,"South America",482.06363636363636,{"$f":"IF(ISERROR(VLOOKUP($B191,'Grid EFs'!$B$14:$F$167,3,FALSE)),VLOOKUP($J191,'Grid EFs'!$B$4:$F$9,3,FALSE),VLOOKUP($B191,'Grid EFs'!$B$14:$F$167,3,FALSE))","v":1240.4880000000001},{"$f":"IF(ISERROR(VLOOKUP($B191,'Grid EFs'!$B$14:$F$167,4,FALSE)),VLOOKUP($J191,'Grid EFs'!$B$4:$F$9,4,FALSE),VLOOKUP($B191,'Grid EFs'!$B$14:$F$167,4,FALSE))","v":714.87819999999999},{"$f":"IF(ISERROR(VLOOKUP($B191,'Grid EFs'!$B$14:$F$167,5,FALSE)),VLOOKUP($J191,'Grid EFs'!$B$4:$F$9,5,FALSE),VLOOKUP($B191,'Grid EFs'!$B$14:$F$167,5,FALSE))","v":496},273.4443,482.06363636363636,4.5999999999999996,{"$f":"IF(ISERROR(VLOOKUP($B191,LineLoss!$B$4:$C$147,2,FALSE)),VLOOKUP($J191,LineLoss!$E$4:$F$9,2,FALSE),VLOOKUP($B191,LineLoss!$B$4:$C$147,2,FALSE))","v":7.7533378828687827E-2},{"$f":"IF(ISNUMBER(MATCH(B191,'Grid EFs'!$B$14:$B$167,0)),\"\",\"*\")","v":""},"Latin America",null,482.06363636363636,482.06363636363636,482.06363636363636,482.06363636363636,482.06363636363636,482.06363636363636,482.06363636363636,482.06363636363636,482.06363636363636,482.06363636363636,482.06363636363636,482.06363636363636,482.06363636363636,482.06363636363636,482.06363636363636,482.06363636363636,482.06363636363636,482.06363636363636,482.06363636363636,482.06363636363636,482.06363636363636,482.06363636363636,482.06363636363636,482.06363636363636,482.06363636363636,482.06363636363636,482.06363636363636,482.06363636363636,482.06363636363636,482.06363636363636,482.06363636363636,482.06363636363636,482.06363636363636,482.06363636363636,482.06363636363636,482.06363636363636,482.06363636363636,482.06363636363636,482.06363636363636,482.06363636363636,482.06363636363636,482.06363636363636,482.06363636363636,482.06363636363636,482.06363636363636,null,482.06363636363636,482.06363636363636,482.06363636363636,482.06363636363636,482.06363636363636,482.06363636363636,482.06363636363636,482.06363636363636,482.06363636363636,482.06363636363636,482.06363636363636,482.06363636363636,482.06363636363636,482.06363636363636,482.06363636363636,482.06363636363636,482.06363636363636,482.06363636363636,482.06363636363636,482.06363636363636,482.06363636363636,482.06363636363636,482.06363636363636,482.06363636363636,482.06363636363636,482.06363636363636,482.06363636363636,482.06363636363636,482.06363636363636,482.06363636363636,482.06363636363636,482.06363636363636,482.06363636363636,482.06363636363636,482.06363636363636,482.06363636363636,482.06363636363636,482.06363636363636,482.06363636363636,482.06363636363636,482.06363636363636,482.06363636363636,482.06363636363636,482.06363636363636,482.06363636363636]
[null,"Uzbekistan","Republic of Uzbekistan","UZ","UZ","UZB",860,41,64,"Asia",584.5,{"$f":"IF(ISERROR(VLOOKUP($B192,'Grid EFs'!$B$14:$F$167,3,FALSE)),VLOOKUP($J192,'Grid EFs'!$B$4:$F$9,3,FALSE),VLOOKUP($B192,'Grid EFs'!$B$14:$F$167,3,FALSE))","v":1565.6724999999999},{"$f":"IF(ISERROR(VLOOKUP($B192,'Grid EFs'!$B$14:$F$167,4,FALSE)),VLOOKUP($J192,'Grid EFs'!$B$4:$F$9,4,FALSE),VLOOKUP($B192,'Grid EFs'!$B$14:$F$167,4,FALSE))","v":783.74810000000002},{"$f":"IF(ISERROR(VLOOKUP($B192,'Grid EFs'!$B$14:$F$167,5,FALSE)),VLOOKUP($J192,'Grid EFs'!$B$4:$F$9,5,FALSE),VLOOKUP($B192,'Grid EFs'!$B$14:$F$167,5,FALSE))","v":643.07950000000005},546.10950000000003,584.5,4.32,{"$f":"IF(ISERROR(VLOOKUP($B192,LineLoss!$B$4:$C$147,2,FALSE)),VLOOKUP($J192,LineLoss!$E$4:$F$9,2,FALSE),VLOOKUP($B192,LineLoss!$B$4:$C$147,2,FALSE))","v":6.5292401988653451E-2},{"$f":"IF(ISNUMBER(MATCH(B192,'Grid EFs'!$B$14:$B$167,0)),\"\",\"*\")","v":""},"Eastern Europe & Eurasia",null,584.5,584.5,584.5,584.5,584.5,584.5,584.5,584.5,584.5,584.5,584.5,584.5,584.5,584.5,584.5,584.5,584.5,584.5,584.5,584.5,584.5,584.5,584.5,584.5,584.5,584.5,584.5,584.5,584.5,584.5,584.5,584.5,584.5,584.5,584.5,584.5,584.5,584.5,584.5,584.5,584.5,584.5,584.5,584.5,584.5,null,584.5,584.5,584.5,584.5,584.5,584.5,584.5,584.5,584.5,584.5,584.5,584.5,584.5,584.5,584.5,584.5,584.5,584.5,584.5,584.5,584.5,584.5,584.5,584.5,584.5,584.5,584.5,584.5,584.5,584.5,584.5,584.5,584.5,584.5,584.5,584.5,584.5,584.5,584.5,584.5,584.5,584.5,584.5,584.5,584.5]
[null,"Vanuatu","Republic of Vanuatu","NH","VU","VUT",548,-16,167,"Oceania",736.13379999999995,{"$f":"IF(ISERROR(VLOOKUP($B193,'Grid EFs'!$B$14:$F$167,3,FALSE)),VLOOKUP($J193,'Grid EFs'!$B$4:$F$9,3,FALSE),VLOOKUP($B193,'Grid EFs'!$B$14:$F$167,3,FALSE))","v":931.32029999999997},{"$f":"IF(ISERROR(VLOOKUP($B193,'Grid EFs'!$B$14:$F$167,4,FALSE)),VLOOKUP($J193,'Grid EFs'!$B$4:$F$9,4,FALSE),VLOOKUP($B193,'Grid EFs'!$B$14:$F$167,4,FALSE))","v":633.54280000000006},{"$f":"IF(ISERROR(VLOOKUP($B193,'Grid EFs'!$B$14:$F$167,5,FALSE)),VLOOKUP($J193,'Grid EFs'!$B$4:$F$9,5,FALSE),VLOOKUP($B193,'Grid EFs'!$B$14:$F$167,5,FALSE))","v":439.2518},736.13379999999995,"N/A",5.24,{"$f":"IF(ISERROR(VLOOKUP($B193,LineLoss!$B$4:$C$147,2,FALSE)),VLOOKUP($J193,LineLoss!$E$4:$F$9,2,FALSE),VLOOKUP($B193,LineLoss!$B$4:$C$147,2,FALSE))","v":5.2001785658027835E-2},{"$f":"IF(ISNUMBER(MATCH(B193,'Grid EFs'!$B$14:$B$167,0)),\"\",\"*\")","v":"*"},"Non-OECD Asia",null,736.13379999999995,736.13379999999995,736.13379999999995,736.13379999999995,736.13379999999995,736.13379999999995,736.13379999999995,736.13379999999995,736.13379999999995,736.13379999999995,736.13379999999995,736.13379999999995,736.13379999999995,736.13379999999995,736.13379999999995,736.13379999999995,736.13379999999995,736.13379999999995,736.13379999999995,736.13379999999995,736.13379999999995,736.13379999999995,736.13379999999995,736.13379999999995,736.13379999999995,736.13379999999995,736.13379999999995,736.13379999999995,736.13379999999995,736.13379999999995,736.13379999999995,736.13379999999995,736.13379999999995,736.13379999999995,736.13379999999995,736.13379999999995,736.13379999999995,736.13379999999995,736.13379999999995,736.13379999999995,736.13379999999995,736.13379999999995,736.13379999999995,736.13379999999995,736.13379999999995,null,736.13379999999995,736.13379999999995,736.13379999999995,736.13379999999995,736.13379999999995,736.13379999999995,736.13379999999995,736.13379999999995,736.13379999999995,736.13379999999995,736.13379999999995,736.13379999999995,736.13379999999995,736.13379999999995,736.13379999999995,736.13379999999995,736.13379999999995,736.13379999999995,736.13379999999995,736.13379999999995,736.13379999999995,736.13379999999995,736.13379999999995,736.13379999999995,736.13379999999995,736.13379999999995,736.13379999999995,736.13379999999995,736.13379999999995,736.13379999999995,736.13379999999995,736.13379999999995,736.13379999999995,736.13379999999995,736.13379999999995,736.13379999999995,736.13379999999995,736.13379999999995,736.13379999999995,736.13379999999995,736.13379999999995,736.13379999999995,736.13379999999995,736.13379999999995,736.13379999999995]
[null,"Venezuela","Bolivarian Republic of Venezuela","VE","VE","VEN",862,8,-66,"South America",472.44098150782378,{"$f":"IF(ISERROR(VLOOKUP($B194,'Grid EFs'!$B$14:$F$167,3,FALSE)),VLOOKUP($J194,'Grid EFs'!$B$4:$F$9,3,FALSE),VLOOKUP($B194,'Grid EFs'!$B$14:$F$167,3,FALSE))","v":1240.4880000000001},{"$f":"IF(ISERROR(VLOOKUP($B194,'Grid EFs'!$B$14:$F$167,4,FALSE)),VLOOKUP($J194,'Grid EFs'!$B$4:$F$9,4,FALSE),VLOOKUP($B194,'Grid EFs'!$B$14:$F$167,4,FALSE))","v":942.30510000000004},{"$f":"IF(ISERROR(VLOOKUP($B194,'Grid EFs'!$B$14:$F$167,5,FALSE)),VLOOKUP($J194,'Grid EFs'!$B$4:$F$9,5,FALSE),VLOOKUP($B194,'Grid EFs'!$B$14:$F$167,5,FALSE))","v":606.26649999999995},265.3929,472.44098150782378,5.37,{"$f":"IF(ISERROR(VLOOKUP($B194,LineLoss!$B$4:$C$147,2,FALSE)),VLOOKUP($J194,LineLoss!$E$4:$F$9,2,FALSE),VLOOKUP($B194,LineLoss!$B$4:$C$147,2,FALSE))","v":9.9701240696059179E-2},{"$f":"IF(ISNUMBER(MATCH(B194,'Grid EFs'!$B$14:$B$167,0)),\"\",\"*\")","v":""},"Latin America",null,472.44098150782378,472.44098150782378,472.44098150782378,472.44098150782378,472.44098150782378,472.44098150782378,472.44098150782378,472.44098150782378,472.44098150782378,472.44098150782378,472.44098150782378,472.44098150782378,472.44098150782378,472.44098150782378,472.44098150782378,472.44098150782378,472.44098150782378,472.44098150782378,472.44098150782378,472.44098150782378,472.44098150782378,472.44098150782378,472.44098150782378,472.44098150782378,472.44098150782378,472.44098150782378,472.44098150782378,472.44098150782378,472.44098150782378,472.44098150782378,472.44098150782378,472.44098150782378,472.44098150782378,472.44098150782378,472.44098150782378,472.44098150782378,472.44098150782378,472.44098150782378,472.44098150782378,472.44098150782378,472.44098150782378,472.44098150782378,472.44098150782378,472.44098150782378,472.44098150782378,null,472.44098150782378,472.44098150782378,472.44098150782378,472.44098150782378,472.44098150782378,472.44098150782378,472.44098150782378,472.44098150782378,472.44098150782378,472.44098150782378,472.44098150782378,472.44098150782378,472.44098150782378,472.44098150782378,472.44098150782378,472.44098150782378,472.44098150782378,472.44098150782378,472.44098150782378,472.44098150782378,472.44098150782378,472.44098150782378,472.44098150782378,472.44098150782378,472.44098150782378,472.44098150782378,472.44098150782378,472.44098150782378,472.44098150782378,472.44098150782378,472.44098150782378,472.44098150782378,472.44098150782378,472.44098150782378,472.44098150782378,472.44098150782378,472.44098150782378,472.44098150782378,472.44098150782378,472.44098150782378,472.44098150782378,472.44098150782378,472.44098150782378,472.44098150782378,472.44098150782378]
[null,"Vietnam","Socialist Republic of Vietnam","VM","VN","VNM",704,16,106,"Asia",602.27901209677634,{"$f":"IF(ISERROR(VLOOKUP($B195,'Grid EFs'!$B$14:$F$167,3,FALSE)),VLOOKUP($J195,'Grid EFs'!$B$4:$F$9,3,FALSE),VLOOKUP($B195,'Grid EFs'!$B$14:$F$167,3,FALSE))","v":987.55219999999997},{"$f":"IF(ISERROR(VLOOKUP($B195,'Grid EFs'!$B$14:$F$167,4,FALSE)),VLOOKUP($J195,'Grid EFs'!$B$4:$F$9,4,FALSE),VLOOKUP($B195,'Grid EFs'!$B$14:$F$167,4,FALSE))","v":1083.2944},{"$f":"IF(ISERROR(VLOOKUP($B195,'Grid EFs'!$B$14:$F$167,5,FALSE)),VLOOKUP($J195,'Grid EFs'!$B$4:$F$9,5,FALSE),VLOOKUP($B195,'Grid EFs'!$B$14:$F$167,5,FALSE))","v":403.93900000000002},351.21499999999997,602.27901209677634,4.5199999999999996,{"$f":"IF(ISERROR(VLOOKUP($B195,LineLoss!$B$4:$C$147,2,FALSE)),VLOOKUP($J195,LineLoss!$E$4:$F$9,2,FALSE),VLOOKUP($B195,LineLoss!$B$4:$C$147,2,FALSE))","v":6.7640948579374208E-2},{"$f":"IF(ISNUMBER(MATCH(B195,'Grid EFs'!$B$14:$B$167,0)),\"\",\"*\")","v":""},"Non-OECD Asia",null,602.27901209677634,602.27901209677634,602.27901209677634,602.27901209677634,602.27901209677634,602.27901209677634,602.27901209677634,602.27901209677634,602.27901209677634,602.27901209677634,602.27901209677634,602.27901209677634,602.27901209677634,602.27901209677634,602.27901209677634,602.27901209677634,602.27901209677634,602.27901209677634,602.27901209677634,602.27901209677634,602.27901209677634,602.27901209677634,602.27901209677634,602.27901209677634,602.27901209677634,602.27901209677634,602.27901209677634,602.27901209677634,602.27901209677634,602.27901209677634,602.27901209677634,{"$f":"$K195","v":602.27901209677634},602.27901209677634,602.27901209677634,602.27901209677634,602.27901209677634,602.27901209677634,602.27901209677634,602.27901209677634,602.27901209677634,602.27901209677634,602.27901209677634,602.27901209677634,602.27901209677634,602.27901209677634,null,602.27901209677634,602.27901209677634,602.27901209677634,602.27901209677634,602.27901209677634,602.27901209677634,602.27901209677634,602.27901209677634,602.27901209677634,602.27901209677634,602.27901209677634,602.27901209677634,602.27901209677634,602.27901209677634,602.27901209677634,602.27901209677634,602.27901209677634,602.27901209677634,602.27901209677634,602.27901209677634,602.27901209677634,602.27901209677634,602.27901209677634,602.27901209677634,602.27901209677634,602.27901209677634,602.27901209677634,602.27901209677634,602.27901209677634,602.27901209677634,602.27901209677634,602.27901209677634,602.27901209677634,602.27901209677634,602.27901209677634,602.27901209677634,602.27901209677634,602.27901209677634,602.27901209677634,602.27901209677634,602.27901209677634,602.27901209677634,602.27901209677634,602.27901209677634,602.27901209677634]
[null,"Yemen","Republic of Yemen","YM","YE","YEM",887,15,48,"Asia",679.18018867924513,{"$f":"IF(ISERROR(VLOOKUP($B196,'Grid EFs'!$B$14:$F$167,3,FALSE)),VLOOKUP($J196,'Grid EFs'!$B$4:$F$9,3,FALSE),VLOOKUP($B196,'Grid EFs'!$B$14:$F$167,3,FALSE))","v":1144.2709},{"$f":"IF(ISERROR(VLOOKUP($B196,'Grid EFs'!$B$14:$F$167,4,FALSE)),VLOOKUP($J196,'Grid EFs'!$B$4:$F$9,4,FALSE),VLOOKUP($B196,'Grid EFs'!$B$14:$F$167,4,FALSE))","v":700.92539999999997},{"$f":"IF(ISERROR(VLOOKUP($B196,'Grid EFs'!$B$14:$F$167,5,FALSE)),VLOOKUP($J196,'Grid EFs'!$B$4:$F$9,5,FALSE),VLOOKUP($B196,'Grid EFs'!$B$14:$F$167,5,FALSE))","v":551.48310000000004},650.47529999999995,679.18018867924513,6.46,{"$f":"IF(ISERROR(VLOOKUP($B196,LineLoss!$B$4:$C$147,2,FALSE)),VLOOKUP($J196,LineLoss!$E$4:$F$9,2,FALSE),VLOOKUP($B196,LineLoss!$B$4:$C$147,2,FALSE))","v":0.10900844576415189},{"$f":"IF(ISNUMBER(MATCH(B196,'Grid EFs'!$B$14:$B$167,0)),\"\",\"*\")","v":""},"Middle East",null,679.18018867924513,679.18018867924513,679.18018867924513,679.18018867924513,679.18018867924513,679.18018867924513,679.18018867924513,679.18018867924513,679.18018867924513,679.18018867924513,679.18018867924513,679.18018867924513,679.18018867924513,679.18018867924513,679.18018867924513,{"$f":"$K196","v":679.18018867924513},679.18018867924513,679.18018867924513,679.18018867924513,679.18018867924513,679.18018867924513,679.18018867924513,679.18018867924513,679.18018867924513,679.18018867924513,679.18018867924513,679.18018867924513,679.18018867924513,679.18018867924513,679.18018867924513,679.18018867924513,679.18018867924513,679.18018867924513,679.18018867924513,679.18018867924513,679.18018867924513,679.18018867924513,679.18018867924513,679.18018867924513,679.18018867924513,679.18018867924513,679.18018867924513,679.18018867924513,679.18018867924513,679.18018867924513,null,679.18018867924513,679.18018867924513,679.18018867924513,679.18018867924513,679.18018867924513,679.18018867924513,679.18018867924513,679.18018867924513,679.18018867924513,679.18018867924513,679.18018867924513,679.18018867924513,679.18018867924513,679.18018867924513,679.18018867924513,679.18018867924513,679.18018867924513,679.18018867924513,679.18018867924513,679.18018867924513,679.18018867924513,679.18018867924513,679.18018867924513,679.18018867924513,679.18018867924513,679.18018867924513,679.18018867924513,679.18018867924513,679.18018867924513,679.18018867924513,679.18018867924513,679.18018867924513,679.18018867924513,679.18018867924513,679.18018867924513,679.18018867924513,679.18018867924513,679.18018867924513,679.18018867924513,679.18018867924513,{"$f":"$K196","v":679.18018867924513},679.18018867924513,679.18018867924513,679.18018867924513,679.18018867924513]
[null,"Zambia","Republic of Zambia","ZA","ZM","ZMB",894,-15,30,"Africa",{"$f":"IF(P197=\"N/A\",O197,P197)","v":964.40000000000009},{"$f":"IF(ISERROR(VLOOKUP($B197,'Grid EFs'!$B$14:$F$167,3,FALSE)),VLOOKUP($J197,'Grid EFs'!$B$4:$F$9,3,FALSE),VLOOKUP($B197,'Grid EFs'!$B$14:$F$167,3,FALSE))","v":974.53949999999998},{"$f":"IF(ISERROR(VLOOKUP($B197,'Grid EFs'!$B$14:$F$167,4,FALSE)),VLOOKUP($J197,'Grid EFs'!$B$4:$F$9,4,FALSE),VLOOKUP($B197,'Grid EFs'!$B$14:$F$167,4,FALSE))","v":871.19439999999997},{"$f":"IF(ISERROR(VLOOKUP($B197,'Grid EFs'!$B$14:$F$167,5,FALSE)),VLOOKUP($J197,'Grid EFs'!$B$4:$F$9,5,FALSE),VLOOKUP($B197,'Grid EFs'!$B$14:$F$167,5,FALSE))","v":456.774},2.6467000000000001,964.40000000000009,5.69,{"$f":"IF(ISERROR(VLOOKUP($B197,LineLoss!$B$4:$C$147,2,FALSE)),VLOOKUP($J197,LineLoss!$E$4:$F$9,2,FALSE),VLOOKUP($B197,LineLoss!$B$4:$C$147,2,FALSE))","v":8.6568386403383726E-2},{"$f":"IF(ISNUMBER(MATCH(B197,'Grid EFs'!$B$14:$B$167,0)),\"\",\"*\")","v":""},"Africa",null,{"$f":"$K197","v":964.40000000000009},964.40000000000009,964.40000000000009,964.40000000000009,964.40000000000009,964.40000000000009,964.40000000000009,964.40000000000009,964.40000000000009,964.40000000000009,964.40000000000009,964.40000000000009,964.40000000000009,964.40000000000009,964.40000000000009,964.40000000000009,964.40000000000009,964.40000000000009,964.40000000000009,964.40000000000009,964.40000000000009,964.40000000000009,964.40000000000009,964.40000000000009,964.40000000000009,964.40000000000009,964.40000000000009,964.40000000000009,964.40000000000009,964.40000000000009,964.40000000000009,964.40000000000009,964.40000000000009,964.40000000000009,964.40000000000009,964.40000000000009,964.40000000000009,964.40000000000009,964.40000000000009,964.40000000000009,964.40000000000009,964.40000000000009,964.40000000000009,964.40000000000009,964.40000000000009,null,964.40000000000009,964.40000000000009,964.40000000000009,964.40000000000009,964.40000000000009,964.40000000000009,964.40000000000009,964.40000000000009,964.40000000000009,964.40000000000009,964.40000000000009,964.40000000000009,964.40000000000009,964.40000000000009,964.40000000000009,964.40000000000009,964.40000000000009,964.40000000000009,964.40000000000009,964.40000000000009,964.40000000000009,964.40000000000009,964.40000000000009,964.40000000000009,964.40000000000009,964.40000000000009,964.40000000000009,964.40000000000009,964.40000000000009,964.40000000000009,964.40000000000009,964.40000000000009,964.40000000000009,964.40000000000009,964.40000000000009,964.40000000000009,964.40000000000009,964.40000000000009,964.40000000000009,964.40000000000009,964.40000000000009,964.40000000000009,964.40000000000009,964.40000000000009,964.40000000000009]
[null,"Zimbabwe","Republic of Zimbabwe","ZI","ZW","ZWE",716,-20,30,"Africa",{"$f":"IF(P198=\"N/A\",O198,P198)","v":720.02358500000003},{"$f":"IF(ISERROR(VLOOKUP($B198,'Grid EFs'!$B$14:$F$167,3,FALSE)),VLOOKUP($J198,'Grid EFs'!$B$4:$F$9,3,FALSE),VLOOKUP($B198,'Grid EFs'!$B$14:$F$167,3,FALSE))","v":903.09500000000003},{"$f":"IF(ISERROR(VLOOKUP($B198,'Grid EFs'!$B$14:$F$167,4,FALSE)),VLOOKUP($J198,'Grid EFs'!$B$4:$F$9,4,FALSE),VLOOKUP($B198,'Grid EFs'!$B$14:$F$167,4,FALSE))","v":2116.7406999999998},{"$f":"IF(ISERROR(VLOOKUP($B198,'Grid EFs'!$B$14:$F$167,5,FALSE)),VLOOKUP($J198,'Grid EFs'!$B$4:$F$9,5,FALSE),VLOOKUP($B198,'Grid EFs'!$B$14:$F$167,5,FALSE))","v":456.774},365.12180000000001,720.02358500000003,5.71,{"$f":"IF(ISERROR(VLOOKUP($B198,LineLoss!$B$4:$C$147,2,FALSE)),VLOOKUP($J198,LineLoss!$E$4:$F$9,2,FALSE),VLOOKUP($B198,LineLoss!$B$4:$C$147,2,FALSE))","v":9.424919000184169E-2},{"$f":"IF(ISNUMBER(MATCH(B198,'Grid EFs'!$B$14:$B$167,0)),\"\",\"*\")","v":""},"Africa",null,720.02358500000003,720.02358500000003,720.02358500000003,720.02358500000003,720.02358500000003,720.02358500000003,720.02358500000003,720.02358500000003,720.02358500000003,720.02358500000003,720.02358500000003,720.02358500000003,720.02358500000003,720.02358500000003,720.02358500000003,720.02358500000003,720.02358500000003,720.02358500000003,720.02358500000003,720.02358500000003,720.02358500000003,720.02358500000003,720.02358500000003,720.02358500000003,720.02358500000003,720.02358500000003,720.02358500000003,720.02358500000003,720.02358500000003,720.02358500000003,720.02358500000003,720.02358500000003,720.02358500000003,720.02358500000003,720.02358500000003,720.02358500000003,720.02358500000003,720.02358500000003,720.02358500000003,720.02358500000003,720.02358500000003,720.02358500000003,720.02358500000003,720.02358500000003,720.02358500000003,null,720.02358500000003,720.02358500000003,720.02358500000003,720.02358500000003,720.02358500000003,720.02358500000003,720.02358500000003,720.02358500000003,720.02358500000003,720.02358500000003,720.02358500000003,720.02358500000003,720.02358500000003,720.02358500000003,720.02358500000003,720.02358500000003,720.02358500000003,720.02358500000003,720.02358500000003,720.02358500000003,720.02358500000003,720.02358500000003,720.02358500000003,720.02358500000003,720.02358500000003,720.02358500000003,720.02358500000003,720.02358500000003,720.02358500000003,720.02358500000003,720.02358500000003,720.02358500000003,720.02358500000003,720.02358500000003,720.02358500000003,720.02358500000003,720.02358500000003,720.02358500000003,720.02358500000003,720.02358500000003,720.02358500000003,720.02358500000003,720.02358500000003,720.02358500000003,720.02358500000003]
[null,null,null,null,null,null,null,null,null,null,{"$f":"IF(P199=\"N/A\",O199,P199)","v":0},{"$f":"COUNTIF(K4:N198,\">1500\")","v":4}]
[null,"Country Dataset Sources"]
[null,"Source: US. State Department List of Countries http://www.state.gov/s/inr/rls/4250.htm"]
[null,"Access Date: 10/10/2012"]
[]
[null,"Source: ISO 3166 List of Countries Codes, Lat/Long Coordinate Averages https://opendata.socrata.com/dataset/Country-List-ISO-3166-Codes-Latitude-Longitude/mnkm-8ram"]
[null,"Access Date: 10/25/2012"]
[]
[null,"Source: Country by Continent: http://www.countrycallingcodes.com/iso-country-codes/"]
[null,"Access Date: 10/25/2012"]
[]
[null,"Source: CIA World Factbook - South Sudan Longitude & Latitude https://www.cia.gov/library/publications/the-world-factbook/geos/od.html"]
[null,"Access Date: 3/16/2016"]
[]
[null,"Parameter Sources"]
[null,"Source: NASA http://eosweb.larc.nasa.gov/sse/"]
[null,"NASA Surface meteorology and Solar Energy (SSE) Release 6.0 Data Set (Jan 2008)\n22-year Monthly & Annual Average (July 1983 - June 2005)\nParameter: Insolation Incident On A Horizontal Surface "]
[null,"Access Date: 10/20/2012"]
[]
[null,"Emission Factors:"]
[null,"Source: IGES List of Grid Emission Factor http://pub.iges.or.jp/modules/envirolib/view.php?docid=2136  "]
[null,"Purchase site: http://pub.iges.or.jp/index.html"]
[null,"Access date: 12/22/2022"]
[null,"IGES assembled average Clean Development Mechanism (CDM) combined marginal emission factors for grid electricity for a number of countries.  \n\n \nData used in precendence of IEA data. "]
[]
[null,"Source: IEA CO2 Emissions From Fuel Combustion - Highlights 2013 http://www.iea.org/bookshop/669-CO2_Emissions_from_Fuel_Combustion  \n"]
[null,"Purchase site: http://www.iea.org/bookshop/"]
[null,"Access Date: 12/1/2015"]
[null,"CO2 data was obtained from IEA. Where country or regional marginal emission factors are not available from IGES, grid average emission factors can be found here. "]
[]
[null,"Lineloss"]
[null,"Source: IEA Electricity Information http://www.iea.org/bookshop/645-Electricity_Information_2014"]
[null,"Purchase site: http://data.iea.org/ieastore/product.asp?dept_id=101&pf_id=305"]
[null,"Access Date: 5/15/2015"]
[null,"Lineloss data was derived by country averages from IEA. For countries that did not have this information, regional averages were used instead."]

{"sheet":"Grid EFs","index":9,"n_rows":177,"n_cols":110,"rows_kept":177,"cut":false,"hidden":false,"merged":[[174,1,174,5],[176,1,178,5]]}
[null,null,null,null,null,null,null,null,null,null,null,null,null,null,null,null,null,null,null,null,null,null,null,null,null,null,null,null,null,null,null,null,null,null,null,null,null,null,null,null,null,null,null,null,null,null,null,null,null,"Forecasts using regional rates"]
[null,"Regional Averages",null,null,null,null,null,"(PLACEHOLDER) Grid Average - Regional",null,null,null,null,null,null,null,null,null,null,null,null,null,null,null,null,null,null,null,null,null,null,null,null,null,null,null,null,null,null,null,null,null,null,null,null,null,null,null,null,null,"Grid Average - Regional - Using Regional Growth Rates"]
[null,"Region","Average of Grams CO2","Coal/Peat","Oil","Natural Gas",null,{"$f":"H13","v":2010},{"$f":"I13","v":2011},2012,2013,2014,2015,2016,2017,2018,2019,2020,2021,2022,2023,2024,2025,2026,2027,2028,2029,2030,{"$f":"AC13","v":2031},2032,2033,2034,2035,2036,2037,2038,2039,2040,2041,2042,2043,2044,2045,2046,2047,2048,2049,2050,null,{"$f":"AX13","v":2010},{"$f":"AY13","v":2011},2012,2013,2014,2015,2016,2017,2018,2019,2020,2021,2022,2023,2024,2025,2026,2027,2028,2029,2030,{"$f":"BS13","v":2031},2032,2033,2034,2035,2036,2037,2038,2039,2040,2041,2042,2043,2044,2045,2046,2047,2048,2049,2050,{"$f":"CM13","v":2051},2052,2053,2054,2055,2056,2057,2058,2059,2060,2061,2062,2063,2064,2065,2066,2067,2068,{"$f":"DE13","v":2069},2070]
[null,"Africa",{"$f":"C108","v":597.66229999999996},{"$f":"D108","v":974.53949999999998},{"$f":"E108","v":833.97270000000003},{"$f":"F108","v":456.774},null,{"$f":"H108","v":510},{"$f":"I108","v":511},512,513,514,515,516,517,518,519,{"$f":"R108","v":520},521,522,523,524,525,526,527,528,529,530,531,532,533,534,535,536,537,538,539,{"$f":"AL108","v":540},541,542,543,544,545,546,547,548,549,550,null,{"$f":"AX108","v":612.63329999999996},{"$f":"AY108","v":585.16089999999997},597.66229999999996,593.65478451513798,589.64726903027611,585.63975354541412,574.80914853885793,563.97854353230173,553.14793852574542,542.31733351918922,531.48672851263302,523.51651010360922,515.54629169458542,507.57607328556162,499.60585487653788,491.63563646751413,483.41807104526436,475.20050562301458,466.9829402007648,458.76537477851502,450.54780935626525,{"$f":"BS108","v":445.41631146542341},440.28481357458156,435.15331568373966,430.02181779289788,424.89031990205604,420.48457885138799,416.07883780071995,411.67309675005185,407.26735569938381,402.86161464871577,402.86161464871577,402.86161464871577,402.86161464871577,402.86161464871577,402.86161464871577,402.86161464871577,402.86161464871577,402.86161464871577,402.86161464871577,402.86161464871577,{"$f":"CM108","v":402.86161464871577},402.86161464871577,402.86161464871577,402.86161464871577,402.86161464871577,402.86161464871577,402.86161464871577,402.86161464871577,402.86161464871577,402.86161464871577,402.86161464871577,402.86161464871577,402.86161464871577,402.86161464871577,402.86161464871577,402.86161464871577,402.86161464871577,402.86161464871577,{"$f":"DE108","v":402.86161464871577},402.86161464871577]
[null,"Asia",{"$f":"C127","v":736.13379999999995},{"$f":"D127","v":1144.2709},{"$f":"E127","v":843.06479999999999},{"$f":"F127","v":451.97480000000002},null,{"$f":"H127","v":510},{"$f":"I127","v":511},512,513,514,515,516,517,518,519,{"$f":"R127","v":520},521,522,523,524,525,526,527,528,529,530,531,532,533,534,535,536,537,538,539,{"$f":"AL127","v":540},541,542,543,544,545,546,547,548,549,550,null,{"$f":"AX127","v":741.82740000000001},{"$f":"AY127","v":719.29970000000003},{"$f":"AZ127","v":736.13379999999995},{"$f":"BA127","v":720.9165049399528},705.69920987990554,690.48191481985839,680.57499270242977,670.66807058500126,660.76114846757264,650.85422635014413,640.94730423271551,635.62189241650128,630.29648060028717,624.97106878407294,619.64565696785883,614.3202451516446,613.12334067570339,611.92643619976207,610.72953172382086,609.53262724787953,608.33572277193832,{"$f":"BS127","v":607.64232010706598},{"$f":"BT127","v":606.94891744219365},{"$f":"BU127","v":606.2555147773212},605.56211211244886,604.86870944757652,604.87510786204439,604.88150627651225,604.88790469098024,604.8943031054481,604.90070151991597,604.90070151991597,604.90070151991597,604.90070151991597,604.90070151991597,604.90070151991597,604.90070151991597,604.90070151991597,604.90070151991597,604.90070151991597,604.90070151991597,{"$f":"CM127","v":604.90070151991597},604.90070151991597,604.90070151991597,604.90070151991597,604.90070151991597,604.90070151991597,604.90070151991597,604.90070151991597,604.90070151991597,604.90070151991597,604.90070151991597,604.90070151991597,604.90070151991597,604.90070151991597,604.90070151991597,604.90070151991597,604.90070151991597,604.90070151991597,{"$f":"DE127","v":604.90070151991597},604.90070151991597]
[null,"Europe",{"$f":"C50","v":331.06400000000002},{"$f":"D50","v":917.48320000000001},{"$f":"E50","v":690.57929999999999},{"$f":"F50","v":359.07440000000003},null,{"$f":"H50","v":510},{"$f":"I50","v":511},512,513,514,515,516,517,518,519,{"$f":"R50","v":520},521,522,523,524,525,526,527,528,529,530,531,532,533,534,535,536,537,538,539,{"$f":"AL50","v":540},541,542,543,544,545,546,547,548,549,550,null,{"$f":"AX50","v":330.02249999999998},{"$f":"AY50","v":332.50639999999999},331.06400000000002,323.09363271706587,315.12326543413167,307.15289815119758,301.13429681757714,295.1156954839567,289.09709415033626,283.07849281671582,277.05989148309538,274.96596796406197,272.87204444502856,270.77812092599515,268.68419740696174,266.59027388792839,263.5984843573201,260.60669482671187,257.61490529610359,254.62311576549536,251.63132623488713,{"$f":"BS50","v":248.02782670007926},244.42432716527139,240.82082763046353,237.21732809565566,233.61382856084779,232.71193789055775,231.81004722026771,230.90815654997769,230.00626587968765,229.1043752093976,229.1043752093976,229.1043752093976,229.1043752093976,229.1043752093976,229.1043752093976,229.1043752093976,229.1043752093976,229.1043752093976,229.1043752093976,229.1043752093976,{"$f":"CM50","v":229.1043752093976},229.1043752093976,229.1043752093976,229.1043752093976,229.1043752093976,229.1043752093976,229.1043752093976,229.1043752093976,229.1043752093976,229.1043752093976,229.1043752093976,229.1043752093976,229.1043752093976,229.1043752093976,229.1043752093976,229.1043752093976,229.1043752093976,229.1043752093976,{"$f":"DE50","v":229.1043752093976},229.1043752093976]
[null,"North America",{"$f":"C18","v":439.49040000000002},{"$f":"D18","v":912.40520000000004},{"$f":"E18","v":718.42819999999995},{"$f":"F18","v":407.01139999999998},null,{"$f":"H18","v":510},{"$f":"I18","v":511},512,513,514,515,516,517,518,519,{"$f":"R18","v":520},521,522,523,524,525,526,527,528,529,530,531,532,533,534,535,536,537,538,539,{"$f":"AL18","v":540},541,542,543,544,545,546,547,548,549,550,null,{"$f":"AX18","v":478.46679999999998},{"$f":"AY18","v":459.22179999999997},439.49040000000002,430.42511389637025,421.35982779274048,412.2945416891107,409.25618869604034,406.21783570296992,403.17948270989956,400.14112971682914,397.10277672375872,395.28929865009593,393.47582057643308,391.66234250277029,389.84886442910744,388.03538635544464,386.0417060483154,384.04802574118622,382.05434543405698,380.0606651269278,378.06698481979856,{"$f":"BS18","v":376.4397108381159},374.81243685643312,373.1851628747504,371.55788889306763,369.93061491138491,368.50072553436132,367.07083615733779,365.64094678031421,364.21105740329068,362.7811680262671,362.7811680262671,362.7811680262671,362.7811680262671,362.7811680262671,362.7811680262671,362.7811680262671,362.7811680262671,362.7811680262671,362.7811680262671,362.7811680262671,{"$f":"CM18","v":362.7811680262671},362.7811680262671,362.7811680262671,362.7811680262671,362.7811680262671,362.7811680262671,362.7811680262671,362.7811680262671,362.7811680262671,362.7811680262671,362.7811680262671,362.7811680262671,362.7811680262671,362.7811680262671,362.7811680262671,362.7811680262671,362.7811680262671,362.7811680262671,{"$f":"DE18","v":362.7811680262671},362.7811680262671]
[null,"Oceania",{"$f":"C24","v":578.45060000000001},{"$f":"D24","v":931.32029999999997},{"$f":"E24","v":633.54280000000006},{"$f":"F24","v":439.2518},null,{"$f":"H24","v":510},{"$f":"I24","v":511},512,513,514,515,516,517,518,519,{"$f":"R24","v":520},521,522,523,524,525,526,527,528,529,530,531,532,533,534,535,536,537,538,539,{"$f":"AL24","v":540},541,542,543,544,545,546,547,548,549,550,null,{"$f":"AX24","v":499.38529999999997},{"$f":"AY24","v":547.68859999999995},{"$f":"AZ24","v":578.45060000000001},571.48588188456176,564.52116376912352,557.55644565368527,537.93462203039462,518.31279840710397,498.69097478381332,479.06915116052267,459.44732753723196,452.85290286294185,446.25847818865179,439.66405351436174,433.06962884007169,426.47520416578158,421.93337212961671,417.39154009345179,412.84970805728682,408.30787602112196,403.76604398495704,{"$f":"BS24","v":399.10129249315929},{"$f":"BT24","v":394.43654100136149},{"$f":"BU24","v":389.77178950956375},385.10703801776594,380.4422865259682,376.55466075312347,372.66703498027874,368.77940920743407,364.89178343458934,361.00415766174461,361.00415766174461,361.00415766174461,361.00415766174461,361.00415766174461,361.00415766174461,361.00415766174461,361.00415766174461,361.00415766174461,361.00415766174461,361.00415766174461,{"$f":"CM24","v":361.00415766174461},361.00415766174461,361.00415766174461,361.00415766174461,361.00415766174461,361.00415766174461,361.00415766174461,361.00415766174461,361.00415766174461,361.00415766174461,361.00415766174461,361.00415766174461,361.00415766174461,361.00415766174461,361.00415766174461,361.00415766174461,361.00415766174461,361.00415766174461,{"$f":"DE24","v":361.00415766174461},361.00415766174461]
[null,"South America",{"$f":"C153","v":200.8047},{"$f":"D153","v":1240.4880000000001},{"$f":"E153","v":671.35590000000002},{"$f":"F153","v":502.83659999999998},null,{"$f":"H153","v":510},{"$f":"I153","v":511},512,513,514,515,516,517,518,519,{"$f":"R153","v":520},521,522,523,524,525,526,527,528,529,530,531,532,533,534,535,536,537,538,539,{"$f":"AL153","v":540},541,542,543,544,545,546,547,548,549,550,null,{"$f":"AX153","v":195.32509999999999},{"$f":"AY153","v":182.4787},200.8047,198.8432282617683,196.88175652353667,194.92028478530497,191.52675815907799,188.13323153285094,184.73970490662396,181.34617828039691,177.95265165416993,176.84305302799004,175.73345440181015,174.62385577563026,173.51425714945037,172.40465852327048,171.55621702599234,170.70777552871417,169.85933403143602,169.01089253415782,168.16245103687967,{"$f":"BS153","v":169.16817800223373},170.17390496758779,171.17963193294185,172.1853588982959,173.19108586364996,173.87674249895164,174.56239913425333,175.24805576955504,175.93371240485672,176.61936904015843,176.61936904015843,176.61936904015843,176.61936904015843,176.61936904015843,176.61936904015843,176.61936904015843,176.61936904015843,176.61936904015843,176.61936904015843,176.61936904015843,{"$f":"CM153","v":176.61936904015843},176.61936904015843,176.61936904015843,176.61936904015843,176.61936904015843,176.61936904015843,176.61936904015843,176.61936904015843,176.61936904015843,176.61936904015843,176.61936904015843,176.61936904015843,176.61936904015843,176.61936904015843,176.61936904015843,176.61936904015843,176.61936904015843,176.61936904015843,{"$f":"DE153","v":176.61936904015843},176.61936904015843]
[]
[null,null,null,null,null,null,null,null,null,null,null,null,null,null,null,null,null,null,null,null,null,null,null,null,null,null,null,null,null,null,null,null,null,null,null,null,null,null,null,null,null,null,null,null,null,null,null,null,null,26,{"$f":"AX11+1","v":27},{"$f":"AY11+1","v":28},29,30,31,32,33,34,35,36,37,38,39,40,41,42,43,44,45,46,{"$f":"BR11+1","v":47},48,49,50,51,52,53,54,55,56,57,58,59,60,61,62,63,64,65,66,{"$f":"CL11+1","v":67},{"$f":"CM11+1","v":68},{"$f":"CN11+1","v":69},{"$f":"CO11+1","v":70},{"$f":"CP11+1","v":71},{"$f":"CQ11+1","v":72},{"$f":"CR11+1","v":73},{"$f":"CS11+1","v":74},{"$f":"CT11+1","v":75},{"$f":"CU11+1","v":76},{"$f":"CV11+1","v":77},{"$f":"CW11+1","v":78},{"$f":"CX11+1","v":79},{"$f":"CY11+1","v":80},{"$f":"CZ11+1","v":81},{"$f":"DA11+1","v":82},{"$f":"DB11+1","v":83},{"$f":"DC11+1","v":84},{"$f":"DD11+1","v":85},{"$f":"DE11+1","v":86}]
[null,"IEA CO2 From Fossil Fuel  - Grams CO2/kWh (2012)",null,null,null,null,null," (PLACEHOLDER) Grid Average - Country",null,null,null,null,null,null,null,null,null,null,null,null,null,null,null,null,null,null,null,null,null,null,null,null,null,null,null,null,null,null,null,null,null,null,null,null,null,null,null,null,null,"Grid Average - Country - Using Regional Growth Rates"]
["IEA Names","Region/Country/Economy","Grid Average","Coal/Peat","Oil","Natural Gas",null,{"$f":"Start_Year","v":2010},{"$f":"H13+1","v":2011},{"$f":"I13+1","v":2012},2013,2014,2015,2016,2017,2018,2019,2020,2021,2022,2023,2024,2025,2026,2027,2028,2029,{"$f":"AA13+1","v":2030},2031,2032,2033,2034,2035,2036,2037,2038,2039,2040,2041,2042,2043,2044,2045,2046,2047,2048,2049,2050,null,{"$f":"Start_Year","v":2010},{"$f":"AX13+1","v":2011},2012,2013,2014,2015,2016,2017,2018,2019,2020,2021,2022,2023,2024,2025,2026,2027,2028,2029,2030,{"$f":"BR13+1","v":2031},2032,2033,2034,2035,2036,2037,2038,2039,2040,2041,2042,2043,2044,2045,2046,2047,2048,2049,2050,{"$f":"CL13+1","v":2051},{"$f":"CM13+1","v":2052},{"$f":"CN13+1","v":2053},{"$f":"CO13+1","v":2054},{"$f":"CP13+1","v":2055},{"$f":"CQ13+1","v":2056},{"$f":"CR13+1","v":2057},{"$f":"CS13+1","v":2058},{"$f":"CT13+1","v":2059},{"$f":"CU13+1","v":2060},{"$f":"CV13+1","v":2061},{"$f":"CW13+1","v":2062},{"$f":"CX13+1","v":2063},{"$f":"CY13+1","v":2064},{"$f":"CZ13+1","v":2065},{"$f":"DA13+1","v":2066},{"$f":"DB13+1","v":2067},{"$f":"DC13+1","v":2068},{"$f":"DD13+1","v":2069},{"$f":"DE13+1","v":2070}]
["Canada","Canada",150.88890000000001,900.98339999999996,882.01819999999998,475.46699999999998,null,{"$f":"MOD(H13,100)+500","v":510},{"$f":"MOD(I13,100)+500","v":511},{"$f":"MOD(J13,100)+500","v":512},{"$f":"MOD(K13,100)+500","v":513},{"$f":"MOD(L13,100)+500","v":514},{"$f":"MOD(M13,100)+500","v":515},{"$f":"MOD(N13,100)+500","v":516},{"$f":"MOD(O13,100)+500","v":517},{"$f":"MOD(P13,100)+500","v":518},{"$f":"MOD(Q13,100)+500","v":519},{"$f":"MOD(R13,100)+500","v":520},{"$f":"MOD(S13,100)+500","v":521},{"$f":"MOD(T13,100)+500","v":522},{"$f":"MOD(U13,100)+500","v":523},{"$f":"MOD(V13,100)+500","v":524},{"$f":"MOD(W13,100)+500","v":525},{"$f":"MOD(X13,100)+500","v":526},{"$f":"MOD(Y13,100)+500","v":527},{"$f":"MOD(Z13,100)+500","v":528},{"$f":"MOD(AA13,100)+500","v":529},{"$f":"MOD(AB13,100)+500","v":530},{"$f":"MOD(AC13,100)+500","v":531},{"$f":"MOD(AD13,100)+500","v":532},{"$f":"MOD(AE13,100)+500","v":533},{"$f":"MOD(AF13,100)+500","v":534},{"$f":"MOD(AG13,100)+500","v":535},{"$f":"MOD(AH13,100)+500","v":536},{"$f":"MOD(AI13,100)+500","v":537},{"$f":"MOD(AJ13,100)+500","v":538},{"$f":"MOD(AK13,100)+500","v":539},{"$f":"MOD(AL13,100)+500","v":540},{"$f":"MOD(AM13,100)+500","v":541},{"$f":"MOD(AN13,100)+500","v":542},{"$f":"MOD(AO13,100)+500","v":543},{"$f":"MOD(AP13,100)+500","v":544},{"$f":"MOD(AQ13,100)+500","v":545},{"$f":"MOD(AR13,100)+500","v":546},547,548,549,{"$f":"MOD(AV13,100)+500","v":550},null,{"$f":"VLOOKUP($B14,'IEA EFs - Grid'!$A$5:$BD$174,AX$11,FALSE)","v":178.50450000000001},{"$f":"VLOOKUP($B14,'IEA EFs - Grid'!$A$5:$BD$174,AY$11,FALSE)","v":167.5977},{"$f":"VLOOKUP($B14,'IEA EFs - Grid'!$A$5:$BD$174,AZ$11,FALSE)","v":150.88890000000001},{"$f":"VLOOKUP($B14,'IEA EFs - Grid'!$A$5:$BD$174,BA$11,FALSE)","v":147.77654294200289},{"$f":"VLOOKUP($B14,'IEA EFs - Grid'!$A$5:$BD$174,BB$11,FALSE)","v":144.66418588400575},{"$f":"VLOOKUP($B14,'IEA EFs - Grid'!$A$5:$BD$174,BC$11,FALSE)","v":141.55182882600863},{"$f":"VLOOKUP($B14,'IEA EFs - Grid'!$A$5:$BD$174,BD$11,FALSE)","v":140.50868035010086},{"$f":"VLOOKUP($B14,'IEA EFs - Grid'!$A$5:$BD$174,BE$11,FALSE)","v":139.46553187419309},{"$f":"VLOOKUP($B14,'IEA EFs - Grid'!$A$5:$BD$174,BF$11,FALSE)","v":138.42238339828532},{"$f":"VLOOKUP($B14,'IEA EFs - Grid'!$A$5:$BD$174,BG$11,FALSE)","v":137.37923492237755},{"$f":"VLOOKUP($B14,'IEA EFs - Grid'!$A$5:$BD$174,BH$11,FALSE)","v":136.33608644646978},{"$f":"VLOOKUP($B14,'IEA EFs - Grid'!$A$5:$BD$174,BI$11,FALSE)","v":135.7134705447138},{"$f":"VLOOKUP($B14,'IEA EFs - Grid'!$A$5:$BD$174,BJ$11,FALSE)","v":135.09085464295779},{"$f":"VLOOKUP($B14,'IEA EFs - Grid'!$A$5:$BD$174,BK$11,FALSE)","v":134.46823874120182},{"$f":"VLOOKUP($B14,'IEA EFs - Grid'!$A$5:$BD$174,BL$11,FALSE)","v":133.84562283944581},{"$f":"VLOOKUP($B14,'IEA EFs - Grid'!$A$5:$BD$174,BM$11,FALSE)","v":133.22300693768983},{"$f":"VLOOKUP($B14,'IEA EFs - Grid'!$A$5:$BD$174,BN$11,FALSE)","v":132.53852275215496},{"$f":"VLOOKUP($B14,'IEA EFs - Grid'!$A$5:$BD$174,BO$11,FALSE)","v":131.85403856662009},{"$f":"VLOOKUP($B14,'IEA EFs - Grid'!$A$5:$BD$174,BP$11,FALSE)","v":131.16955438108522},{"$f":"VLOOKUP($B14,'IEA EFs - Grid'!$A$5:$BD$174,BQ$11,FALSE)","v":130.48507019555038},{"$f":"VLOOKUP($B14,'IEA EFs - Grid'!$A$5:$BD$174,BR$11,FALSE)","v":129.80058601001551},{"$f":"VLOOKUP($B14,'IEA EFs - Grid'!$A$5:$BD$174,BS$11,FALSE)","v":129.24189899183554},{"$f":"VLOOKUP($B14,'IEA EFs - Grid'!$A$5:$BD$174,BT$11,FALSE)","v":128.68321197365555},{"$f":"VLOOKUP($B14,'IEA EFs - Grid'!$A$5:$BD$174,BU$11,FALSE)","v":128.12452495547558},{"$f":"VLOOKUP($B14,'IEA EFs - Grid'!$A$5:$BD$174,BV$11,FALSE)","v":127.56583793729558},{"$f":"VLOOKUP($B14,'IEA EFs - Grid'!$A$5:$BD$174,BW$11,FALSE)","v":127.0071509191156},{"$f":"VLOOKUP($B14,'IEA EFs - Grid'!$A$5:$BD$174,BX$11,FALSE)","v":126.51623135586513},{"$f":"VLOOKUP($B14,'IEA EFs - Grid'!$A$5:$BD$174,BY$11,FALSE)","v":126.02531179261467},{"$f":"VLOOKUP($B14,'IEA EFs - Grid'!$A$5:$BD$174,BZ$11,FALSE)","v":125.5343922293642},{"$f":"VLOOKUP($B14,'IEA EFs - Grid'!$A$5:$BD$174,CA$11,FALSE)","v":125.04347266611376},{"$f":"VLOOKUP($B14,'IEA EFs - Grid'!$A$5:$BD$174,CB$11,FALSE)","v":124.55255310286329},{"$f":"CB14","v":124.55255310286329},{"$f":"CC14","v":124.55255310286329},124.55255310286329,124.55255310286329,124.55255310286329,124.55255310286329,124.55255310286329,124.55255310286329,124.55255310286329,124.55255310286329,{"$f":"CL14","v":124.55255310286329},{"$f":"CM14","v":124.55255310286329},{"$f":"CN14","v":124.55255310286329},{"$f":"CO14","v":124.55255310286329},{"$f":"CP14","v":124.55255310286329},{"$f":"CQ14","v":124.55255310286329},{"$f":"CR14","v":124.55255310286329},{"$f":"CS14","v":124.55255310286329},{"$f":"CT14","v":124.55255310286329},{"$f":"CU14","v":124.55255310286329},{"$f":"CV14","v":124.55255310286329},{"$f":"CW14","v":124.55255310286329},{"$f":"CX14","v":124.55255310286329},{"$f":"CY14","v":124.55255310286329},{"$f":"CZ14","v":124.55255310286329},{"$f":"DA14","v":124.55255310286329},{"$f":"DB14","v":124.55255310286329},{"$f":"DC14","v":124.55255310286329},{"$f":"DD14","v":124.55255310286329},{"$f":"DE14","v":124.55255310286329}]
["Chile","Chile",482.97699999999998,868.79169999999999,984.12059999999997,438.09780000000001,null,{"$f":"MOD(H14,100)+500","v":510},511,512,513,514,515,516,517,518,519,520,{"$f":"MOD(S14,100)+500","v":521},522,523,524,525,526,527,528,529,530,531,532,533,534,535,536,537,538,539,540,541,542,543,544,545,546,547,548,549,550,null,{"$f":"VLOOKUP($B15,'IEA EFs - Grid'!$A$5:$BD$174,AX$11,FALSE)","v":409.66669999999999},{"$f":"VLOOKUP($B15,'IEA EFs - Grid'!$A$5:$BD$174,AY$11,FALSE)","v":441.41039999999998},{"$f":"VLOOKUP($B15,'IEA EFs - Grid'!$A$5:$BD$174,AZ$11,FALSE)","v":482.97699999999998},{"$f":"VLOOKUP($B15,'IEA EFs - Grid'!$A$5:$BD$174,BA$11,FALSE)","v":473.01472394920847},{"$f":"VLOOKUP($B15,'IEA EFs - Grid'!$A$5:$BD$174,BB$11,FALSE)","v":463.05244789841691},{"$f":"VLOOKUP($B15,'IEA EFs - Grid'!$A$5:$BD$174,BC$11,FALSE)","v":453.09017184762536},{"$f":"VLOOKUP($B15,'IEA EFs - Grid'!$A$5:$BD$174,BD$11,FALSE)","v":449.75118056696448},{"$f":"VLOOKUP($B15,'IEA EFs - Grid'!$A$5:$BD$174,BE$11,FALSE)","v":446.4121892863036},{"$f":"VLOOKUP($B15,'IEA EFs - Grid'!$A$5:$BD$174,BF$11,FALSE)","v":443.07319800564278},{"$f":"VLOOKUP($B15,'IEA EFs - Grid'!$A$5:$BD$174,BG$11,FALSE)","v":439.7342067249819},{"$f":"VLOOKUP($B15,'IEA EFs - Grid'!$A$5:$BD$174,BH$11,FALSE)","v":436.39521544432102},{"$f":"VLOOKUP($B15,'IEA EFs - Grid'!$A$5:$BD$174,BI$11,FALSE)","v":434.40229773876149},{"$f":"VLOOKUP($B15,'IEA EFs - Grid'!$A$5:$BD$174,BJ$11,FALSE)","v":432.4093800332019},{"$f":"VLOOKUP($B15,'IEA EFs - Grid'!$A$5:$BD$174,BK$11,FALSE)","v":430.41646232764236},{"$f":"VLOOKUP($B15,'IEA EFs - Grid'!$A$5:$BD$174,BL$11,FALSE)","v":428.42354462208277},{"$f":"VLOOKUP($B15,'IEA EFs - Grid'!$A$5:$BD$174,BM$11,FALSE)","v":426.43062691652324},{"$f":"VLOOKUP($B15,'IEA EFs - Grid'!$A$5:$BD$174,BN$11,FALSE)","v":424.2396763663034},{"$f":"VLOOKUP($B15,'IEA EFs - Grid'!$A$5:$BD$174,BO$11,FALSE)","v":422.04872581608356},{"$f":"VLOOKUP($B15,'IEA EFs - Grid'!$A$5:$BD$174,BP$11,FALSE)","v":419.85777526586367},{"$f":"VLOOKUP($B15,'IEA EFs - Grid'!$A$5:$BD$174,BQ$11,FALSE)","v":417.66682471564383},{"$f":"VLOOKUP($B15,'IEA EFs - Grid'!$A$5:$BD$174,BR$11,FALSE)","v":415.47587416542393},{"$f":"VLOOKUP($B15,'IEA EFs - Grid'!$A$5:$BD$174,BS$11,FALSE)","v":413.68758503362227},{"$f":"VLOOKUP($B15,'IEA EFs - Grid'!$A$5:$BD$174,BT$11,FALSE)","v":411.89929590182049},{"$f":"VLOOKUP($B15,'IEA EFs - Grid'!$A$5:$BD$174,BU$11,FALSE)","v":410.11100677001883},{"$f":"VLOOKUP($B15,'IEA EFs - Grid'!$A$5:$BD$174,BV$11,FALSE)","v":408.32271763821711},{"$f":"VLOOKUP($B15,'IEA EFs - Grid'!$A$5:$BD$174,BW$11,FALSE)","v":406.53442850641545},{"$f":"VLOOKUP($B15,'IEA EFs - Grid'!$A$5:$BD$174,BX$11,FALSE)","v":404.96305474797447},{"$f":"VLOOKUP($B15,'IEA EFs - Grid'!$A$5:$BD$174,BY$11,FALSE)","v":403.39168098953354},{"$f":"VLOOKUP($B15,'IEA EFs - Grid'!$A$5:$BD$174,BZ$11,FALSE)","v":401.82030723109261},{"$f":"VLOOKUP($B15,'IEA EFs - Grid'!$A$5:$BD$174,CA$11,FALSE)","v":400.24893347265174},{"$f":"VLOOKUP($B15,'IEA EFs - Grid'!$A$5:$BD$174,CB$11,FALSE)","v":398.67755971421076},{"$f":"CB15","v":398.67755971421076},398.67755971421076,398.67755971421076,398.67755971421076,398.67755971421076,398.67755971421076,398.67755971421076,398.67755971421076,398.67755971421076,398.67755971421076,398.67755971421076,398.67755971421076,398.67755971421076,398.67755971421076,398.67755971421076,398.67755971421076,398.67755971421076,398.67755971421076,398.67755971421076,398.67755971421076,398.67755971421076,398.67755971421076,398.67755971421076,398.67755971421076,398.67755971421076,398.67755971421076,398.67755971421076,398.67755971421076,398.67755971421076,398.67755971421076]
["Mexico","Mexico",453.44450000000001,963.50099999999998,696.73030000000006,406.79509999999999,null,510,511,512,513,514,515,516,517,518,519,520,521,522,523,524,525,526,527,528,529,530,531,532,533,534,535,536,537,538,539,540,541,542,543,544,545,546,547,548,549,550,null,{"$f":"VLOOKUP($B16,'IEA EFs - Grid'!$A$5:$BD$174,AX$11,FALSE)","v":457.42739999999998},{"$f":"VLOOKUP($B16,'IEA EFs - Grid'!$A$5:$BD$174,AY$11,FALSE)","v":450.0514},{"$f":"VLOOKUP($B16,'IEA EFs - Grid'!$A$5:$BD$174,AZ$11,FALSE)","v":453.44450000000001},{"$f":"VLOOKUP($B16,'IEA EFs - Grid'!$A$5:$BD$174,BA$11,FALSE)","v":444.09138529119787},{"$f":"VLOOKUP($B16,'IEA EFs - Grid'!$A$5:$BD$174,BB$11,FALSE)","v":434.73827058239567},{"$f":"VLOOKUP($B16,'IEA EFs - Grid'!$A$5:$BD$174,BC$11,FALSE)","v":425.38515587359353},{"$f":"VLOOKUP($B16,'IEA EFs - Grid'!$A$5:$BD$174,BD$11,FALSE)","v":422.25033323863653},{"$f":"VLOOKUP($B16,'IEA EFs - Grid'!$A$5:$BD$174,BE$11,FALSE)","v":419.11551060367952},{"$f":"VLOOKUP($B16,'IEA EFs - Grid'!$A$5:$BD$174,BF$11,FALSE)","v":415.98068796872258},{"$f":"VLOOKUP($B16,'IEA EFs - Grid'!$A$5:$BD$174,BG$11,FALSE)","v":412.84586533376557},{"$f":"VLOOKUP($B16,'IEA EFs - Grid'!$A$5:$BD$174,BH$11,FALSE)","v":409.71104269880857},{"$f":"VLOOKUP($B16,'IEA EFs - Grid'!$A$5:$BD$174,BI$11,FALSE)","v":407.83998554176259},{"$f":"VLOOKUP($B16,'IEA EFs - Grid'!$A$5:$BD$174,BJ$11,FALSE)","v":405.96892838471655},{"$f":"VLOOKUP($B16,'IEA EFs - Grid'!$A$5:$BD$174,BK$11,FALSE)","v":404.09787122767057},{"$f":"VLOOKUP($B16,'IEA EFs - Grid'!$A$5:$BD$174,BL$11,FALSE)","v":402.22681407062453},{"$f":"VLOOKUP($B16,'IEA EFs - Grid'!$A$5:$BD$174,BM$11,FALSE)","v":400.35575691357855},{"$f":"VLOOKUP($B16,'IEA EFs - Grid'!$A$5:$BD$174,BN$11,FALSE)","v":398.29877598742848},{"$f":"VLOOKUP($B16,'IEA EFs - Grid'!$A$5:$BD$174,BO$11,FALSE)","v":396.24179506127842},{"$f":"VLOOKUP($B16,'IEA EFs - Grid'!$A$5:$BD$174,BP$11,FALSE)","v":394.18481413512836},{"$f":"VLOOKUP($B16,'IEA EFs - Grid'!$A$5:$BD$174,BQ$11,FALSE)","v":392.12783320897836},{"$f":"VLOOKUP($B16,'IEA EFs - Grid'!$A$5:$BD$174,BR$11,FALSE)","v":390.0708522828283},{"$f":"VLOOKUP($B16,'IEA EFs - Grid'!$A$5:$BD$174,BS$11,FALSE)","v":388.39191131622897},{"$f":"VLOOKUP($B16,'IEA EFs - Grid'!$A$5:$BD$174,BT$11,FALSE)","v":386.71297034962959},{"$f":"VLOOKUP($B16,'IEA EFs - Grid'!$A$5:$BD$174,BU$11,FALSE)","v":385.03402938303026},{"$f":"VLOOKUP($B16,'IEA EFs - Grid'!$A$5:$BD$174,BV$11,FALSE)","v":383.35508841643087},{"$f":"VLOOKUP($B16,'IEA EFs - Grid'!$A$5:$BD$174,BW$11,FALSE)","v":381.67614744983155},{"$f":"VLOOKUP($B16,'IEA EFs - Grid'!$A$5:$BD$174,BX$11,FALSE)","v":380.20085817475348},{"$f":"VLOOKUP($B16,'IEA EFs - Grid'!$A$5:$BD$174,BY$11,FALSE)","v":378.72556889967547},{"$f":"VLOOKUP($B16,'IEA EFs - Grid'!$A$5:$BD$174,BZ$11,FALSE)","v":377.2502796245974},{"$f":"VLOOKUP($B16,'IEA EFs - Grid'!$A$5:$BD$174,CA$11,FALSE)","v":375.77499034951938},{"$f":"VLOOKUP($B16,'IEA EFs - Grid'!$A$5:$BD$174,CB$11,FALSE)","v":374.29970107444132},{"$f":"CB16","v":374.29970107444132},374.29970107444132,374.29970107444132,374.29970107444132,374.29970107444132,374.29970107444132,374.29970107444132,374.29970107444132,374.29970107444132,374.29970107444132,374.29970107444132,374.29970107444132,374.29970107444132,374.29970107444132,374.29970107444132,374.29970107444132,374.29970107444132,374.29970107444132,374.29970107444132,374.29970107444132,374.29970107444132,374.29970107444132,374.29970107444132,374.29970107444132,374.29970107444132,374.29970107444132,374.29970107444132,374.29970107444132,374.29970107444132,374.29970107444132]
["United States","United States",480.68610000000001,912.45330000000001,671.13300000000004,403.06540000000001,null,510,511,512,513,514,515,516,517,518,519,520,521,522,523,524,525,526,527,528,529,530,531,532,533,534,535,536,537,538,539,540,541,542,543,544,545,546,547,548,549,550,null,{"$f":"VLOOKUP($B17,'IEA EFs - Grid'!$A$5:$BD$174,AX$11,FALSE)","v":522.25099999999998},{"$f":"VLOOKUP($B17,'IEA EFs - Grid'!$A$5:$BD$174,AY$11,FALSE)","v":503.11430000000001},{"$f":"VLOOKUP($B17,'IEA EFs - Grid'!$A$5:$BD$174,AZ$11,FALSE)","v":480.68610000000001},{"$f":"VLOOKUP($B17,'IEA EFs - Grid'!$A$5:$BD$174,BA$11,FALSE)","v":471.3807019339618},{"$f":"VLOOKUP($B17,'IEA EFs - Grid'!$A$5:$BD$174,BB$11,FALSE)","v":462.07530386792354},{"$f":"VLOOKUP($B17,'IEA EFs - Grid'!$A$5:$BD$174,BC$11,FALSE)","v":452.76990580188533},{"$f":"VLOOKUP($B17,'IEA EFs - Grid'!$A$5:$BD$174,BD$11,FALSE)","v":449.45509287297875},{"$f":"VLOOKUP($B17,'IEA EFs - Grid'!$A$5:$BD$174,BE$11,FALSE)","v":446.14027994407212},{"$f":"VLOOKUP($B17,'IEA EFs - Grid'!$A$5:$BD$174,BF$11,FALSE)","v":442.82546701516554},{"$f":"VLOOKUP($B17,'IEA EFs - Grid'!$A$5:$BD$174,BG$11,FALSE)","v":439.51065408625897},{"$f":"VLOOKUP($B17,'IEA EFs - Grid'!$A$5:$BD$174,BH$11,FALSE)","v":436.19584115735233},{"$f":"VLOOKUP($B17,'IEA EFs - Grid'!$A$5:$BD$174,BI$11,FALSE)","v":434.33556869221326},{"$f":"VLOOKUP($B17,'IEA EFs - Grid'!$A$5:$BD$174,BJ$11,FALSE)","v":432.47529622707418},{"$f":"VLOOKUP($B17,'IEA EFs - Grid'!$A$5:$BD$174,BK$11,FALSE)","v":430.61502376193511},{"$f":"VLOOKUP($B17,'IEA EFs - Grid'!$A$5:$BD$174,BL$11,FALSE)","v":428.75475129679609},{"$f":"VLOOKUP($B17,'IEA EFs - Grid'!$A$5:$BD$174,BM$11,FALSE)","v":426.89447883165701},{"$f":"VLOOKUP($B17,'IEA EFs - Grid'!$A$5:$BD$174,BN$11,FALSE)","v":425.12144835587657},{"$f":"VLOOKUP($B17,'IEA EFs - Grid'!$A$5:$BD$174,BO$11,FALSE)","v":423.34841788009606},{"$f":"VLOOKUP($B17,'IEA EFs - Grid'!$A$5:$BD$174,BP$11,FALSE)","v":421.57538740431562},{"$f":"VLOOKUP($B17,'IEA EFs - Grid'!$A$5:$BD$174,BQ$11,FALSE)","v":419.80235692853512},{"$f":"VLOOKUP($B17,'IEA EFs - Grid'!$A$5:$BD$174,BR$11,FALSE)","v":418.02932645275467},{"$f":"VLOOKUP($B17,'IEA EFs - Grid'!$A$5:$BD$174,BS$11,FALSE)","v":416.37764931675218},{"$f":"VLOOKUP($B17,'IEA EFs - Grid'!$A$5:$BD$174,BT$11,FALSE)","v":414.72597218074975},{"$f":"VLOOKUP($B17,'IEA EFs - Grid'!$A$5:$BD$174,BU$11,FALSE)","v":413.07429504474726},{"$f":"VLOOKUP($B17,'IEA EFs - Grid'!$A$5:$BD$174,BV$11,FALSE)","v":411.42261790874483},{"$f":"VLOOKUP($B17,'IEA EFs - Grid'!$A$5:$BD$174,BW$11,FALSE)","v":409.77094077274234},{"$f":"VLOOKUP($B17,'IEA EFs - Grid'!$A$5:$BD$174,BX$11,FALSE)","v":408.24491248494104},{"$f":"VLOOKUP($B17,'IEA EFs - Grid'!$A$5:$BD$174,BY$11,FALSE)","v":406.71888419713969},{"$f":"VLOOKUP($B17,'IEA EFs - Grid'!$A$5:$BD$174,BZ$11,FALSE)","v":405.19285590933839},{"$f":"VLOOKUP($B17,'IEA EFs - Grid'!$A$5:$BD$174,CA$11,FALSE)","v":403.6668276215371},{"$f":"VLOOKUP($B17,'IEA EFs - Grid'!$A$5:$BD$174,CB$11,FALSE)","v":402.1407993337358},{"$f":"CB17","v":402.1407993337358},402.1407993337358,402.1407993337358,402.1407993337358,402.1407993337358,402.1407993337358,402.1407993337358,402.1407993337358,402.1407993337358,402.1407993337358,402.1407993337358,402.1407993337358,402.1407993337358,402.1407993337358,402.1407993337358,402.1407993337358,402.1407993337358,402.1407993337358,402.1407993337358,402.1407993337358,402.1407993337358,402.1407993337358,402.1407993337358,402.1407993337358,402.1407993337358,402.1407993337358,402.1407993337358,402.1407993337358,402.1407993337358,402.1407993337358]
["OECD Americas","OECD Americas",439.49040000000002,912.40520000000004,718.42819999999995,407.01139999999998,null,510,511,512,513,514,515,516,517,518,519,520,521,522,523,524,525,526,527,528,529,530,531,532,533,534,535,536,537,538,539,540,541,542,543,544,545,546,547,548,549,550,null,{"$f":"VLOOKUP($B18,'IEA EFs - Grid'!$A$5:$BD$174,AX$11,FALSE)","v":478.46679999999998},{"$f":"VLOOKUP($B18,'IEA EFs - Grid'!$A$5:$BD$174,AY$11,FALSE)","v":459.22179999999997},{"$f":"VLOOKUP($B18,'IEA EFs - Grid'!$A$5:$BD$174,AZ$11,FALSE)","v":439.49040000000002},{"$f":"VLOOKUP($B18,'IEA EFs - Grid'!$A$5:$BD$174,BA$11,FALSE)","v":430.42511389637025},{"$f":"VLOOKUP($B18,'IEA EFs - Grid'!$A$5:$BD$174,BB$11,FALSE)","v":421.35982779274048},{"$f":"VLOOKUP($B18,'IEA EFs - Grid'!$A$5:$BD$174,BC$11,FALSE)","v":412.2945416891107},{"$f":"VLOOKUP($B18,'IEA EFs - Grid'!$A$5:$BD$174,BD$11,FALSE)","v":409.25618869604034},{"$f":"VLOOKUP($B18,'IEA EFs - Grid'!$A$5:$BD$174,BE$11,FALSE)","v":406.21783570296992},{"$f":"VLOOKUP($B18,'IEA EFs - Grid'!$A$5:$BD$174,BF$11,FALSE)","v":403.17948270989956},{"$f":"VLOOKUP($B18,'IEA EFs - Grid'!$A$5:$BD$174,BG$11,FALSE)","v":400.14112971682914},{"$f":"VLOOKUP($B18,'IEA EFs - Grid'!$A$5:$BD$174,BH$11,FALSE)","v":397.10277672375872},{"$f":"VLOOKUP($B18,'IEA EFs - Grid'!$A$5:$BD$174,BI$11,FALSE)","v":395.28929865009593},{"$f":"VLOOKUP($B18,'IEA EFs - Grid'!$A$5:$BD$174,BJ$11,FALSE)","v":393.47582057643308},{"$f":"VLOOKUP($B18,'IEA EFs - Grid'!$A$5:$BD$174,BK$11,FALSE)","v":391.66234250277029},{"$f":"VLOOKUP($B18,'IEA EFs - Grid'!$A$5:$BD$174,BL$11,FALSE)","v":389.84886442910744},{"$f":"VLOOKUP($B18,'IEA EFs - Grid'!$A$5:$BD$174,BM$11,FALSE)","v":388.03538635544464},{"$f":"VLOOKUP($B18,'IEA EFs - Grid'!$A$5:$BD$174,BN$11,FALSE)","v":386.0417060483154},{"$f":"VLOOKUP($B18,'IEA EFs - Grid'!$A$5:$BD$174,BO$11,FALSE)","v":384.04802574118622},{"$f":"VLOOKUP($B18,'IEA EFs - Grid'!$A$5:$BD$174,BP$11,FALSE)","v":382.05434543405698},{"$f":"VLOOKUP($B18,'IEA EFs - Grid'!$A$5:$BD$174,BQ$11,FALSE)","v":380.0606651269278},{"$f":"VLOOKUP($B18,'IEA EFs - Grid'!$A$5:$BD$174,BR$11,FALSE)","v":378.06698481979856},{"$f":"VLOOKUP($B18,'IEA EFs - Grid'!$A$5:$BD$174,BS$11,FALSE)","v":376.4397108381159},{"$f":"VLOOKUP($B18,'IEA EFs - Grid'!$A$5:$BD$174,BT$11,FALSE)","v":374.81243685643312},{"$f":"VLOOKUP($B18,'IEA EFs - Grid'!$A$5:$BD$174,BU$11,FALSE)","v":373.1851628747504},{"$f":"VLOOKUP($B18,'IEA EFs - Grid'!$A$5:$BD$174,BV$11,FALSE)","v":371.55788889306763},{"$f":"VLOOKUP($B18,'IEA EFs - Grid'!$A$5:$BD$174,BW$11,FALSE)","v":369.93061491138491},{"$f":"VLOOKUP($B18,'IEA EFs - Grid'!$A$5:$BD$174,BX$11,FALSE)","v":368.50072553436132},{"$f":"VLOOKUP($B18,'IEA EFs - Grid'!$A$5:$BD$174,BY$11,FALSE)","v":367.07083615733779},{"$f":"VLOOKUP($B18,'IEA EFs - Grid'!$A$5:$BD$174,BZ$11,FALSE)","v":365.64094678031421},{"$f":"VLOOKUP($B18,'IEA EFs - Grid'!$A$5:$BD$174,CA$11,FALSE)","v":364.21105740329068},{"$f":"VLOOKUP($B18,'IEA EFs - Grid'!$A$5:$BD$174,CB$11,FALSE)","v":362.7811680262671},{"$f":"CB18","v":362.7811680262671},362.7811680262671,362.7811680262671,362.7811680262671,362.7811680262671,362.7811680262671,362.7811680262671,362.7811680262671,362.7811680262671,362.7811680262671,362.7811680262671,362.7811680262671,362.7811680262671,362.7811680262671,362.7811680262671,362.7811680262671,362.7811680262671,362.7811680262671,362.7811680262671,362.7811680262671,362.7811680262671,362.7811680262671,362.7811680262671,362.7811680262671,362.7811680262671,362.7811680262671,362.7811680262671,362.7811680262671,362.7811680262671,362.7811680262671]
["Australia","Australia",798.90189999999996,993.75379999999996,679.18949999999995,522.1739,null,510,511,512,513,514,515,516,517,518,519,520,521,522,523,524,525,526,527,528,529,530,531,532,533,534,535,536,537,538,539,540,541,542,543,544,545,546,547,548,549,550,null,{"$f":"VLOOKUP($B19,'IEA EFs - Grid'!$A$5:$BD$174,AX$11,FALSE)","v":808.09550000000002},{"$f":"VLOOKUP($B19,'IEA EFs - Grid'!$A$5:$BD$174,AY$11,FALSE)","v":788.49239999999998},{"$f":"VLOOKUP($B19,'IEA EFs - Grid'!$A$5:$BD$174,AZ$11,FALSE)","v":798.90189999999996},{"$f":"VLOOKUP($B19,'IEA EFs - Grid'!$A$5:$BD$174,BA$11,FALSE)","v":789.2828823425059},{"$f":"VLOOKUP($B19,'IEA EFs - Grid'!$A$5:$BD$174,BB$11,FALSE)","v":779.66386468501184},{"$f":"VLOOKUP($B19,'IEA EFs - Grid'!$A$5:$BD$174,BC$11,FALSE)","v":770.04484702751779},{"$f":"VLOOKUP($B19,'IEA EFs - Grid'!$A$5:$BD$174,BD$11,FALSE)","v":742.94501832285084},{"$f":"VLOOKUP($B19,'IEA EFs - Grid'!$A$5:$BD$174,BE$11,FALSE)","v":715.84518961818401},{"$f":"VLOOKUP($B19,'IEA EFs - Grid'!$A$5:$BD$174,BF$11,FALSE)","v":688.74536091351706},{"$f":"VLOOKUP($B19,'IEA EFs - Grid'!$A$5:$BD$174,BG$11,FALSE)","v":661.64553220885023},{"$f":"VLOOKUP($B19,'IEA EFs - Grid'!$A$5:$BD$174,BH$11,FALSE)","v":634.54570350418328},{"$f":"VLOOKUP($B19,'IEA EFs - Grid'!$A$5:$BD$174,BI$11,FALSE)","v":625.43810053567177},{"$f":"VLOOKUP($B19,'IEA EFs - Grid'!$A$5:$BD$174,BJ$11,FALSE)","v":616.33049756716036},{"$f":"VLOOKUP($B19,'IEA EFs - Grid'!$A$5:$BD$174,BK$11,FALSE)","v":607.22289459864896},{"$f":"VLOOKUP($B19,'IEA EFs - Grid'!$A$5:$BD$174,BL$11,FALSE)","v":598.11529163013756},{"$f":"VLOOKUP($B19,'IEA EFs - Grid'!$A$5:$BD$174,BM$11,FALSE)","v":589.00768866162605},{"$f":"VLOOKUP($B19,'IEA EFs - Grid'!$A$5:$BD$174,BN$11,FALSE)","v":582.73493478571515},{"$f":"VLOOKUP($B19,'IEA EFs - Grid'!$A$5:$BD$174,BO$11,FALSE)","v":576.46218090980426},{"$f":"VLOOKUP($B19,'IEA EFs - Grid'!$A$5:$BD$174,BP$11,FALSE)","v":570.18942703389325},{"$f":"VLOOKUP($B19,'IEA EFs - Grid'!$A$5:$BD$174,BQ$11,FALSE)","v":563.91667315798236},{"$f":"VLOOKUP($B19,'IEA EFs - Grid'!$A$5:$BD$174,BR$11,FALSE)","v":557.64391928207135},{"$f":"VLOOKUP($B19,'IEA EFs - Grid'!$A$5:$BD$174,BS$11,FALSE)","v":551.20140054352214},{"$f":"VLOOKUP($B19,'IEA EFs - Grid'!$A$5:$BD$174,BT$11,FALSE)","v":544.75888180497282},{"$f":"VLOOKUP($B19,'IEA EFs - Grid'!$A$5:$BD$174,BU$11,FALSE)","v":538.31636306642361},{"$f":"VLOOKUP($B19,'IEA EFs - Grid'!$A$5:$BD$174,BV$11,FALSE)","v":531.87384432787428},{"$f":"VLOOKUP($B19,'IEA EFs - Grid'!$A$5:$BD$174,BW$11,FALSE)","v":525.43132558932507},{"$f":"VLOOKUP($B19,'IEA EFs - Grid'!$A$5:$BD$174,BX$11,FALSE)","v":520.06210025458665},{"$f":"VLOOKUP($B19,'IEA EFs - Grid'!$A$5:$BD$174,BY$11,FALSE)","v":514.69287491984824},{"$f":"VLOOKUP($B19,'IEA EFs - Grid'!$A$5:$BD$174,BZ$11,FALSE)","v":509.32364958510993},{"$f":"VLOOKUP($B19,'IEA EFs - Grid'!$A$5:$BD$174,CA$11,FALSE)","v":503.95442425037152},{"$f":"VLOOKUP($B19,'IEA EFs - Grid'!$A$5:$BD$174,CB$11,FALSE)","v":498.5851989156331},{"$f":"CB19","v":498.5851989156331},498.5851989156331,498.5851989156331,498.5851989156331,498.5851989156331,498.5851989156331,498.5851989156331,498.5851989156331,498.5851989156331,498.5851989156331,498.5851989156331,498.5851989156331,498.5851989156331,498.5851989156331,498.5851989156331,498.5851989156331,498.5851989156331,498.5851989156331,498.5851989156331,498.5851989156331,498.5851989156331,498.5851989156331,498.5851989156331,498.5851989156331,498.5851989156331,498.5851989156331,498.5851989156331,498.5851989156331,498.5851989156331,498.5851989156331]
["Israel","Israel",766.67169999999999,851.55619999999999,869.50779999999997,364.53910000000002,null,510,511,512,513,514,515,516,517,518,519,520,521,522,523,524,525,526,527,528,529,530,531,532,533,534,535,536,537,538,539,540,541,542,543,544,545,546,547,548,549,550,null,{"$f":"VLOOKUP($B20,'IEA EFs - Grid'!$A$5:$BD$174,AX$11,FALSE)","v":686.93489999999997},{"$f":"VLOOKUP($B20,'IEA EFs - Grid'!$A$5:$BD$174,AY$11,FALSE)","v":726.11509999999998},{"$f":"VLOOKUP($B20,'IEA EFs - Grid'!$A$5:$BD$174,AZ$11,FALSE)","v":766.67169999999999},{"$f":"VLOOKUP($B20,'IEA EFs - Grid'!$A$5:$BD$174,BA$11,FALSE)","v":748.21407538834944},{"$f":"VLOOKUP($B20,'IEA EFs - Grid'!$A$5:$BD$174,BB$11,FALSE)","v":729.75645077669867},{"$f":"VLOOKUP($B20,'IEA EFs - Grid'!$A$5:$BD$174,BC$11,FALSE)","v":711.29882616504813},{"$f":"VLOOKUP($B20,'IEA EFs - Grid'!$A$5:$BD$174,BD$11,FALSE)","v":697.36106393155535},{"$f":"VLOOKUP($B20,'IEA EFs - Grid'!$A$5:$BD$174,BE$11,FALSE)","v":683.42330169806257},{"$f":"VLOOKUP($B20,'IEA EFs - Grid'!$A$5:$BD$174,BF$11,FALSE)","v":669.4855394645698},{"$f":"VLOOKUP($B20,'IEA EFs - Grid'!$A$5:$BD$174,BG$11,FALSE)","v":655.54777723107702},{"$f":"VLOOKUP($B20,'IEA EFs - Grid'!$A$5:$BD$174,BH$11,FALSE)","v":641.61001499758424},{"$f":"VLOOKUP($B20,'IEA EFs - Grid'!$A$5:$BD$174,BI$11,FALSE)","v":636.76094682947382},{"$f":"VLOOKUP($B20,'IEA EFs - Grid'!$A$5:$BD$174,BJ$11,FALSE)","v":631.9118786613634},{"$f":"VLOOKUP($B20,'IEA EFs - Grid'!$A$5:$BD$174,BK$11,FALSE)","v":627.06281049325287},{"$f":"VLOOKUP($B20,'IEA EFs - Grid'!$A$5:$BD$174,BL$11,FALSE)","v":622.21374232514245},{"$f":"VLOOKUP($B20,'IEA EFs - Grid'!$A$5:$BD$174,BM$11,FALSE)","v":617.36467415703203},{"$f":"VLOOKUP($B20,'IEA EFs - Grid'!$A$5:$BD$174,BN$11,FALSE)","v":610.43634499568066},{"$f":"VLOOKUP($B20,'IEA EFs - Grid'!$A$5:$BD$174,BO$11,FALSE)","v":603.5080158343294},{"$f":"VLOOKUP($B20,'IEA EFs - Grid'!$A$5:$BD$174,BP$11,FALSE)","v":596.57968667297803},{"$f":"VLOOKUP($B20,'IEA EFs - Grid'!$A$5:$BD$174,BQ$11,FALSE)","v":589.65135751162666},{"$f":"VLOOKUP($B20,'IEA EFs - Grid'!$A$5:$BD$174,BR$11,FALSE)","v":582.72302835027529},{"$f":"VLOOKUP($B20,'IEA EFs - Grid'!$A$5:$BD$174,BS$11,FALSE)","v":574.37811282246082},{"$f":"VLOOKUP($B20,'IEA EFs - Grid'!$A$5:$BD$174,BT$11,FALSE)","v":566.03319729464636},{"$f":"VLOOKUP($B20,'IEA EFs - Grid'!$A$5:$BD$174,BU$11,FALSE)","v":557.68828176683189},{"$f":"VLOOKUP($B20,'IEA EFs - Grid'!$A$5:$BD$174,BV$11,FALSE)","v":549.34336623901743},{"$f":"VLOOKUP($B20,'IEA EFs - Grid'!$A$5:$BD$174,BW$11,FALSE)","v":540.99845071120296},{"$f":"VLOOKUP($B20,'IEA EFs - Grid'!$A$5:$BD$174,BX$11,FALSE)","v":538.90986949003297},{"$f":"VLOOKUP($B20,'IEA EFs - Grid'!$A$5:$BD$174,BY$11,FALSE)","v":536.82128826886299},{"$f":"VLOOKUP($B20,'IEA EFs - Grid'!$A$5:$BD$174,BZ$11,FALSE)","v":534.73270704769311},{"$f":"VLOOKUP($B20,'IEA EFs - Grid'!$A$5:$BD$174,CA$11,FALSE)","v":532.64412582652312},{"$f":"VLOOKUP($B20,'IEA EFs - Grid'!$A$5:$BD$174,CB$11,FALSE)","v":530.55554460535313},{"$f":"CB20","v":530.55554460535313},530.55554460535313,530.55554460535313,530.55554460535313,530.55554460535313,530.55554460535313,530.55554460535313,530.55554460535313,530.55554460535313,530.55554460535313,530.55554460535313,530.55554460535313,530.55554460535313,530.55554460535313,530.55554460535313,530.55554460535313,530.55554460535313,530.55554460535313,530.55554460535313,530.55554460535313,530.55554460535313,530.55554460535313,530.55554460535313,530.55554460535313,530.55554460535313,530.55554460535313,530.55554460535313,530.55554460535313,530.55554460535313,530.55554460535313]
["Japan","Japan",550.88379999999995,908.60310000000004,613.74609999999996,437.642,null,510,511,512,513,514,515,516,517,518,519,520,521,522,523,524,525,526,527,528,529,530,531,532,533,534,535,536,537,538,539,540,541,542,543,544,545,546,547,548,549,550,null,{"$f":"VLOOKUP($B21,'IEA EFs - Grid'!$A$5:$BD$174,AX$11,FALSE)","v":417.86489999999998},{"$f":"VLOOKUP($B21,'IEA EFs - Grid'!$A$5:$BD$174,AY$11,FALSE)","v":497.77499999999998},{"$f":"VLOOKUP($B21,'IEA EFs - Grid'!$A$5:$BD$174,AZ$11,FALSE)","v":550.88379999999995},{"$f":"VLOOKUP($B21,'IEA EFs - Grid'!$A$5:$BD$174,BA$11,FALSE)","v":554.44544936853652},{"$f":"VLOOKUP($B21,'IEA EFs - Grid'!$A$5:$BD$174,BB$11,FALSE)","v":558.00709873707297},{"$f":"VLOOKUP($B21,'IEA EFs - Grid'!$A$5:$BD$174,BC$11,FALSE)","v":561.56874810560953},{"$f":"VLOOKUP($B21,'IEA EFs - Grid'!$A$5:$BD$174,BD$11,FALSE)","v":535.57403371963153},{"$f":"VLOOKUP($B21,'IEA EFs - Grid'!$A$5:$BD$174,BE$11,FALSE)","v":509.57931933365353},{"$f":"VLOOKUP($B21,'IEA EFs - Grid'!$A$5:$BD$174,BF$11,FALSE)","v":483.58460494767547},{"$f":"VLOOKUP($B21,'IEA EFs - Grid'!$A$5:$BD$174,BG$11,FALSE)","v":457.58989056169747},{"$f":"VLOOKUP($B21,'IEA EFs - Grid'!$A$5:$BD$174,BH$11,FALSE)","v":431.59517617571947},{"$f":"VLOOKUP($B21,'IEA EFs - Grid'!$A$5:$BD$174,BI$11,FALSE)","v":429.93431194700548},{"$f":"VLOOKUP($B21,'IEA EFs - Grid'!$A$5:$BD$174,BJ$11,FALSE)","v":428.27344771829155},{"$f":"VLOOKUP($B21,'IEA EFs - Grid'!$A$5:$BD$174,BK$11,FALSE)","v":426.61258348957767},{"$f":"VLOOKUP($B21,'IEA EFs - Grid'!$A$5:$BD$174,BL$11,FALSE)","v":424.95171926086368},{"$f":"VLOOKUP($B21,'IEA EFs - Grid'!$A$5:$BD$174,BM$11,FALSE)","v":423.29085503214969},{"$f":"VLOOKUP($B21,'IEA EFs - Grid'!$A$5:$BD$174,BN$11,FALSE)","v":423.31241027063271},{"$f":"VLOOKUP($B21,'IEA EFs - Grid'!$A$5:$BD$174,BO$11,FALSE)","v":423.33396550911561},{"$f":"VLOOKUP($B21,'IEA EFs - Grid'!$A$5:$BD$174,BP$11,FALSE)","v":423.35552074759863},{"$f":"VLOOKUP($B21,'IEA EFs - Grid'!$A$5:$BD$174,BQ$11,FALSE)","v":423.37707598608159},{"$f":"VLOOKUP($B21,'IEA EFs - Grid'!$A$5:$BD$174,BR$11,FALSE)","v":423.39863122456455},{"$f":"VLOOKUP($B21,'IEA EFs - Grid'!$A$5:$BD$174,BS$11,FALSE)","v":419.85021065251004},{"$f":"VLOOKUP($B21,'IEA EFs - Grid'!$A$5:$BD$174,BT$11,FALSE)","v":416.30179008045559},{"$f":"VLOOKUP($B21,'IEA EFs - Grid'!$A$5:$BD$174,BU$11,FALSE)","v":412.75336950840108},{"$f":"VLOOKUP($B21,'IEA EFs - Grid'!$A$5:$BD$174,BV$11,FALSE)","v":409.20494893634663},{"$f":"VLOOKUP($B21,'IEA EFs - Grid'!$A$5:$BD$174,BW$11,FALSE)","v":405.65652836429211},{"$f":"VLOOKUP($B21,'IEA EFs - Grid'!$A$5:$BD$174,BX$11,FALSE)","v":402.04936437897311},{"$f":"VLOOKUP($B21,'IEA EFs - Grid'!$A$5:$BD$174,BY$11,FALSE)","v":398.44220039365405},{"$f":"VLOOKUP($B21,'IEA EFs - Grid'!$A$5:$BD$174,BZ$11,FALSE)","v":394.8350364083351},{"$f":"VLOOKUP($B21,'IEA EFs - Grid'!$A$5:$BD$174,CA$11,FALSE)","v":391.22787242301604},{"$f":"VLOOKUP($B21,'IEA EFs - Grid'!$A$5:$BD$174,CB$11,FALSE)","v":387.62070843769698},{"$f":"CB21","v":387.62070843769698},387.62070843769698,387.62070843769698,387.62070843769698,387.62070843769698,387.62070843769698,387.62070843769698,387.62070843769698,387.62070843769698,387.62070843769698,387.62070843769698,387.62070843769698,387.62070843769698,387.62070843769698,387.62070843769698,387.62070843769698,387.62070843769698,387.62070843769698,387.62070843769698,387.62070843769698,387.62070843769698,387.62070843769698,387.62070843769698,387.62070843769698,387.62070843769698,387.62070843769698,387.62070843769698,387.62070843769698,387.62070843769698,387.62070843769698]
["Korea","Korea, South",540.3365,924.70600000000002,649.11210000000005,419.58620000000002,null,510,511,512,513,514,515,516,517,518,519,520,521,522,523,524,525,526,527,528,529,530,531,532,533,534,535,536,537,538,539,540,541,542,543,544,545,546,547,548,549,550,null,{"$f":"VLOOKUP($B22,'IEA EFs - Grid'!$A$5:$BD$174,AX$11,FALSE)","v":534.37210000000005},{"$f":"VLOOKUP($B22,'IEA EFs - Grid'!$A$5:$BD$174,AY$11,FALSE)","v":545.55730000000005},{"$f":"VLOOKUP($B22,'IEA EFs - Grid'!$A$5:$BD$174,AZ$11,FALSE)","v":540.3365},{"$f":"VLOOKUP($B22,'IEA EFs - Grid'!$A$5:$BD$174,BA$11,FALSE)","v":533.83068704037566},{"$f":"VLOOKUP($B22,'IEA EFs - Grid'!$A$5:$BD$174,BB$11,FALSE)","v":527.32487408075121},{"$f":"VLOOKUP($B22,'IEA EFs - Grid'!$A$5:$BD$174,BC$11,FALSE)","v":520.81906112112677},{"$f":"VLOOKUP($B22,'IEA EFs - Grid'!$A$5:$BD$174,BD$11,FALSE)","v":502.49011911600792},{"$f":"VLOOKUP($B22,'IEA EFs - Grid'!$A$5:$BD$174,BE$11,FALSE)","v":484.16117711088913},{"$f":"VLOOKUP($B22,'IEA EFs - Grid'!$A$5:$BD$174,BF$11,FALSE)","v":465.83223510577028},{"$f":"VLOOKUP($B22,'IEA EFs - Grid'!$A$5:$BD$174,BG$11,FALSE)","v":447.50329310065149},{"$f":"VLOOKUP($B22,'IEA EFs - Grid'!$A$5:$BD$174,BH$11,FALSE)","v":429.17435109553264},{"$f":"VLOOKUP($B22,'IEA EFs - Grid'!$A$5:$BD$174,BI$11,FALSE)","v":423.01443294864237},{"$f":"VLOOKUP($B22,'IEA EFs - Grid'!$A$5:$BD$174,BJ$11,FALSE)","v":416.85451480175215},{"$f":"VLOOKUP($B22,'IEA EFs - Grid'!$A$5:$BD$174,BK$11,FALSE)","v":410.69459665486193},{"$f":"VLOOKUP($B22,'IEA EFs - Grid'!$A$5:$BD$174,BL$11,FALSE)","v":404.53467850797171},{"$f":"VLOOKUP($B22,'IEA EFs - Grid'!$A$5:$BD$174,BM$11,FALSE)","v":398.37476036108143},{"$f":"VLOOKUP($B22,'IEA EFs - Grid'!$A$5:$BD$174,BN$11,FALSE)","v":394.13218955899526},{"$f":"VLOOKUP($B22,'IEA EFs - Grid'!$A$5:$BD$174,BO$11,FALSE)","v":389.8896187569091},{"$f":"VLOOKUP($B22,'IEA EFs - Grid'!$A$5:$BD$174,BP$11,FALSE)","v":385.64704795482288},{"$f":"VLOOKUP($B22,'IEA EFs - Grid'!$A$5:$BD$174,BQ$11,FALSE)","v":381.40447715273677},{"$f":"VLOOKUP($B22,'IEA EFs - Grid'!$A$5:$BD$174,BR$11,FALSE)","v":377.16190635065061},{"$f":"VLOOKUP($B22,'IEA EFs - Grid'!$A$5:$BD$174,BS$11,FALSE)","v":372.80451525373104},{"$f":"VLOOKUP($B22,'IEA EFs - Grid'!$A$5:$BD$174,BT$11,FALSE)","v":368.44712415681141},{"$f":"VLOOKUP($B22,'IEA EFs - Grid'!$A$5:$BD$174,BU$11,FALSE)","v":364.0897330598919},{"$f":"VLOOKUP($B22,'IEA EFs - Grid'!$A$5:$BD$174,BV$11,FALSE)","v":359.73234196297233},{"$f":"VLOOKUP($B22,'IEA EFs - Grid'!$A$5:$BD$174,BW$11,FALSE)","v":355.37495086605276},{"$f":"VLOOKUP($B22,'IEA EFs - Grid'!$A$5:$BD$174,BX$11,FALSE)","v":351.74348068794467},{"$f":"VLOOKUP($B22,'IEA EFs - Grid'!$A$5:$BD$174,BY$11,FALSE)","v":348.11201050983658},{"$f":"VLOOKUP($B22,'IEA EFs - Grid'!$A$5:$BD$174,BZ$11,FALSE)","v":344.48054033172855},{"$f":"VLOOKUP($B22,'IEA EFs - Grid'!$A$5:$BD$174,CA$11,FALSE)","v":340.84907015362046},{"$f":"VLOOKUP($B22,'IEA EFs - Grid'!$A$5:$BD$174,CB$11,FALSE)","v":337.21759997551237},{"$f":"CB22","v":337.21759997551237},337.21759997551237,337.21759997551237,337.21759997551237,337.21759997551237,337.21759997551237,337.21759997551237,337.21759997551237,337.21759997551237,337.21759997551237,337.21759997551237,337.21759997551237,337.21759997551237,337.21759997551237,337.21759997551237,337.21759997551237,337.21759997551237,337.21759997551237,337.21759997551237,337.21759997551237,337.21759997551237,337.21759997551237,337.21759997551237,337.21759997551237,337.21759997551237,337.21759997551237,337.21759997551237,337.21759997551237,337.21759997551237,337.21759997551237]
["New Zealand","New Zealand",173.28200000000001,1127.9532999999999,1040.6667,411.54259999999999,null,510,511,512,513,514,515,516,517,518,519,520,521,522,523,524,525,526,527,528,529,530,531,532,533,534,535,536,537,538,539,540,541,542,543,544,545,546,547,548,549,550,null,{"$f":"VLOOKUP($B23,'IEA EFs - Grid'!$A$5:$BD$174,AX$11,FALSE)","v":151.27979999999999},{"$f":"VLOOKUP($B23,'IEA EFs - Grid'!$A$5:$BD$174,AY$11,FALSE)","v":140.76830000000001},{"$f":"VLOOKUP($B23,'IEA EFs - Grid'!$A$5:$BD$174,AZ$11,FALSE)","v":173.28200000000001},{"$f":"VLOOKUP($B23,'IEA EFs - Grid'!$A$5:$BD$174,BA$11,FALSE)","v":171.19563292824077},{"$f":"VLOOKUP($B23,'IEA EFs - Grid'!$A$5:$BD$174,BB$11,FALSE)","v":169.10926585648153},{"$f":"VLOOKUP($B23,'IEA EFs - Grid'!$A$5:$BD$174,BC$11,FALSE)","v":167.02289878472229},{"$f":"VLOOKUP($B23,'IEA EFs - Grid'!$A$5:$BD$174,BD$11,FALSE)","v":161.14493990441159},{"$f":"VLOOKUP($B23,'IEA EFs - Grid'!$A$5:$BD$174,BE$11,FALSE)","v":155.26698102410089},{"$f":"VLOOKUP($B23,'IEA EFs - Grid'!$A$5:$BD$174,BF$11,FALSE)","v":149.38902214379019},{"$f":"VLOOKUP($B23,'IEA EFs - Grid'!$A$5:$BD$174,BG$11,FALSE)","v":143.51106326347949},{"$f":"VLOOKUP($B23,'IEA EFs - Grid'!$A$5:$BD$174,BH$11,FALSE)","v":137.63310438316879},{"$f":"VLOOKUP($B23,'IEA EFs - Grid'!$A$5:$BD$174,BI$11,FALSE)","v":135.65766327132565},{"$f":"VLOOKUP($B23,'IEA EFs - Grid'!$A$5:$BD$174,BJ$11,FALSE)","v":133.68222215948251},{"$f":"VLOOKUP($B23,'IEA EFs - Grid'!$A$5:$BD$174,BK$11,FALSE)","v":131.70678104763937},{"$f":"VLOOKUP($B23,'IEA EFs - Grid'!$A$5:$BD$174,BL$11,FALSE)","v":129.73133993579623},{"$f":"VLOOKUP($B23,'IEA EFs - Grid'!$A$5:$BD$174,BM$11,FALSE)","v":127.75589882395307},{"$f":"VLOOKUP($B23,'IEA EFs - Grid'!$A$5:$BD$174,BN$11,FALSE)","v":126.39533711152556},{"$f":"VLOOKUP($B23,'IEA EFs - Grid'!$A$5:$BD$174,BO$11,FALSE)","v":125.03477539909804},{"$f":"VLOOKUP($B23,'IEA EFs - Grid'!$A$5:$BD$174,BP$11,FALSE)","v":123.6742136866705},{"$f":"VLOOKUP($B23,'IEA EFs - Grid'!$A$5:$BD$174,BQ$11,FALSE)","v":122.31365197424299},{"$f":"VLOOKUP($B23,'IEA EFs - Grid'!$A$5:$BD$174,BR$11,FALSE)","v":120.95309026181546},{"$f":"VLOOKUP($B23,'IEA EFs - Grid'!$A$5:$BD$174,BS$11,FALSE)","v":119.55570651288046},{"$f":"VLOOKUP($B23,'IEA EFs - Grid'!$A$5:$BD$174,BT$11,FALSE)","v":118.15832276394545},{"$f":"VLOOKUP($B23,'IEA EFs - Grid'!$A$5:$BD$174,BU$11,FALSE)","v":116.76093901501046},{"$f":"VLOOKUP($B23,'IEA EFs - Grid'!$A$5:$BD$174,BV$11,FALSE)","v":115.36355526607547},{"$f":"VLOOKUP($B23,'IEA EFs - Grid'!$A$5:$BD$174,BW$11,FALSE)","v":113.96617151714047},{"$f":"VLOOKUP($B23,'IEA EFs - Grid'!$A$5:$BD$174,BX$11,FALSE)","v":112.80158534648028},{"$f":"VLOOKUP($B23,'IEA EFs - Grid'!$A$5:$BD$174,BY$11,FALSE)","v":111.63699917582011},{"$f":"VLOOKUP($B23,'IEA EFs - Grid'!$A$5:$BD$174,BZ$11,FALSE)","v":110.47241300515995},{"$f":"VLOOKUP($B23,'IEA EFs - Grid'!$A$5:$BD$174,CA$11,FALSE)","v":109.30782683449976},{"$f":"VLOOKUP($B23,'IEA EFs - Grid'!$A$5:$BD$174,CB$11,FALSE)","v":108.14324066383959},{"$f":"CB23","v":108.14324066383959},108.14324066383959,108.14324066383959,108.14324066383959,108.14324066383959,108.14324066383959,108.14324066383959,108.14324066383959,108.14324066383959,108.14324066383959,108.14324066383959,108.14324066383959,108.14324066383959,108.14324066383959,108.14324066383959,108.14324066383959,108.14324066383959,108.14324066383959,108.14324066383959,108.14324066383959,108.14324066383959,108.14324066383959,108.14324066383959,108.14324066383959,108.14324066383959,108.14324066383959,108.14324066383959,108.14324066383959,108.14324066383959,108.14324066383959]
["OECD Asia Oceania","OECD Asia Oceania",578.45060000000001,931.32029999999997,633.54280000000006,439.2518,null,510,511,512,513,514,515,516,517,518,519,520,521,522,523,524,525,526,527,528,529,530,531,532,533,534,535,536,537,538,539,540,541,542,543,544,545,546,547,548,549,550,null,{"$f":"VLOOKUP($B24,'IEA EFs - Grid'!$A$5:$BD$174,AX$11,FALSE)","v":499.38529999999997},{"$f":"VLOOKUP($B24,'IEA EFs - Grid'!$A$5:$BD$174,AY$11,FALSE)","v":547.68859999999995},{"$f":"VLOOKUP($B24,'IEA EFs - Grid'!$A$5:$BD$174,AZ$11,FALSE)","v":578.45060000000001},{"$f":"VLOOKUP($B24,'IEA EFs - Grid'!$A$5:$BD$174,BA$11,FALSE)","v":571.48588188456176},{"$f":"VLOOKUP($B24,'IEA EFs - Grid'!$A$5:$BD$174,BB$11,FALSE)","v":564.52116376912352},{"$f":"VLOOKUP($B24,'IEA EFs - Grid'!$A$5:$BD$174,BC$11,FALSE)","v":557.55644565368527},{"$f":"VLOOKUP($B24,'IEA EFs - Grid'!$A$5:$BD$174,BD$11,FALSE)","v":537.93462203039462},{"$f":"VLOOKUP($B24,'IEA EFs - Grid'!$A$5:$BD$174,BE$11,FALSE)","v":518.31279840710397},{"$f":"VLOOKUP($B24,'IEA EFs - Grid'!$A$5:$BD$174,BF$11,FALSE)","v":498.69097478381332},{"$f":"VLOOKUP($B24,'IEA EFs - Grid'!$A$5:$BD$174,BG$11,FALSE)","v":479.06915116052267},{"$f":"VLOOKUP($B24,'IEA EFs - Grid'!$A$5:$BD$174,BH$11,FALSE)","v":459.44732753723196},{"$f":"VLOOKUP($B24,'IEA EFs - Grid'!$A$5:$BD$174,BI$11,FALSE)","v":452.85290286294185},{"$f":"VLOOKUP($B24,'IEA EFs - Grid'!$A$5:$BD$174,BJ$11,FALSE)","v":446.25847818865179},{"$f":"VLOOKUP($B24,'IEA EFs - Grid'!$A$5:$BD$174,BK$11,FALSE)","v":439.66405351436174},{"$f":"VLOOKUP($B24,'IEA EFs - Grid'!$A$5:$BD$174,BL$11,FALSE)","v":433.06962884007169},{"$f":"VLOOKUP($B24,'IEA EFs - Grid'!$A$5:$BD$174,BM$11,FALSE)","v":426.47520416578158},{"$f":"VLOOKUP($B24,'IEA EFs - Grid'!$A$5:$BD$174,BN$11,FALSE)","v":421.93337212961671},{"$f":"VLOOKUP($B24,'IEA EFs - Grid'!$A$5:$BD$174,BO$11,FALSE)","v":417.39154009345179},{"$f":"VLOOKUP($B24,'IEA EFs - Grid'!$A$5:$BD$174,BP$11,FALSE)","v":412.84970805728682},{"$f":"VLOOKUP($B24,'IEA EFs - Grid'!$A$5:$BD$174,BQ$11,FALSE)","v":408.30787602112196},{"$f":"VLOOKUP($B24,'IEA EFs - Grid'!$A$5:$BD$174,BR$11,FALSE)","v":403.76604398495704},{"$f":"VLOOKUP($B24,'IEA EFs - Grid'!$A$5:$BD$174,BS$11,FALSE)","v":399.10129249315929},{"$f":"VLOOKUP($B24,'IEA EFs - Grid'!$A$5:$BD$174,BT$11,FALSE)","v":394.43654100136149},{"$f":"VLOOKUP($B24,'IEA EFs - Grid'!$A$5:$BD$174,BU$11,FALSE)","v":389.77178950956375},{"$f":"VLOOKUP($B24,'IEA EFs - Grid'!$A$5:$BD$174,BV$11,FALSE)","v":385.10703801776594},{"$f":"VLOOKUP($B24,'IEA EFs - Grid'!$A$5:$BD$174,BW$11,FALSE)","v":380.4422865259682},{"$f":"VLOOKUP($B24,'IEA EFs - Grid'!$A$5:$BD$174,BX$11,FALSE)","v":376.55466075312347},{"$f":"VLOOKUP($B24,'IEA EFs - Grid'!$A$5:$BD$174,BY$11,FALSE)","v":372.66703498027874},{"$f":"VLOOKUP($B24,'IEA EFs - Grid'!$A$5:$BD$174,BZ$11,FALSE)","v":368.77940920743407},{"$f":"VLOOKUP($B24,'IEA EFs - Grid'!$A$5:$BD$174,CA$11,FALSE)","v":364.89178343458934},{"$f":"VLOOKUP($B24,'IEA EFs - Grid'!$A$5:$BD$174,CB$11,FALSE)","v":361.00415766174461},{"$f":"CB24","v":361.00415766174461},361.00415766174461,361.00415766174461,361.00415766174461,361.00415766174461,361.00415766174461,361.00415766174461,361.00415766174461,361.00415766174461,361.00415766174461,361.00415766174461,361.00415766174461,361.00415766174461,361.00415766174461,361.00415766174461,361.00415766174461,361.00415766174461,361.00415766174461,361.00415766174461,361.00415766174461,361.00415766174461,361.00415766174461,361.00415766174461,361.00415766174461,361.00415766174461,361.00415766174461,361.00415766174461,361.00415766174461,361.00415766174461,361.00415766174461]
["Austria","Austria",164.791,1057.8384000000001,578.3732,320.45830000000001,null,510,511,512,513,514,515,516,517,518,519,520,521,522,523,524,525,526,527,528,529,530,531,532,533,534,535,536,537,538,539,540,541,542,543,544,545,546,547,548,549,550,null,{"$f":"VLOOKUP($B25,'IEA EFs - Grid'!$A$5:$BD$174,AX$11,FALSE)","v":193.54660000000001},{"$f":"VLOOKUP($B25,'IEA EFs - Grid'!$A$5:$BD$174,AY$11,FALSE)","v":209.89109999999999},{"$f":"VLOOKUP($B25,'IEA EFs - Grid'!$A$5:$BD$174,AZ$11,FALSE)","v":164.791},{"$f":"VLOOKUP($B25,'IEA EFs - Grid'!$A$5:$BD$174,BA$11,FALSE)","v":160.82365593685208},{"$f":"VLOOKUP($B25,'IEA EFs - Grid'!$A$5:$BD$174,BB$11,FALSE)","v":156.85631187370413},{"$f":"VLOOKUP($B25,'IEA EFs - Grid'!$A$5:$BD$174,BC$11,FALSE)","v":152.88896781055624},{"$f":"VLOOKUP($B25,'IEA EFs - Grid'!$A$5:$BD$174,BD$11,FALSE)","v":149.89313820549907},{"$f":"VLOOKUP($B25,'IEA EFs - Grid'!$A$5:$BD$174,BE$11,FALSE)","v":146.8973086004419},{"$f":"VLOOKUP($B25,'IEA EFs - Grid'!$A$5:$BD$174,BF$11,FALSE)","v":143.90147899538474},{"$f":"VLOOKUP($B25,'IEA EFs - Grid'!$A$5:$BD$174,BG$11,FALSE)","v":140.90564939032757},{"$f":"VLOOKUP($B25,'IEA EFs - Grid'!$A$5:$BD$174,BH$11,FALSE)","v":137.9098197852704},{"$f":"VLOOKUP($B25,'IEA EFs - Grid'!$A$5:$BD$174,BI$11,FALSE)","v":136.8675447247835},{"$f":"VLOOKUP($B25,'IEA EFs - Grid'!$A$5:$BD$174,BJ$11,FALSE)","v":135.82526966429663},{"$f":"VLOOKUP($B25,'IEA EFs - Grid'!$A$5:$BD$174,BK$11,FALSE)","v":134.78299460380973},{"$f":"VLOOKUP($B25,'IEA EFs - Grid'!$A$5:$BD$174,BL$11,FALSE)","v":133.74071954332283},{"$f":"VLOOKUP($B25,'IEA EFs - Grid'!$A$5:$BD$174,BM$11,FALSE)","v":132.69844448283595},{"$f":"VLOOKUP($B25,'IEA EFs - Grid'!$A$5:$BD$174,BN$11,FALSE)","v":131.20924605431921},{"$f":"VLOOKUP($B25,'IEA EFs - Grid'!$A$5:$BD$174,BO$11,FALSE)","v":129.72004762580249},{"$f":"VLOOKUP($B25,'IEA EFs - Grid'!$A$5:$BD$174,BP$11,FALSE)","v":128.23084919728575},{"$f":"VLOOKUP($B25,'IEA EFs - Grid'!$A$5:$BD$174,BQ$11,FALSE)","v":126.74165076876902},{"$f":"VLOOKUP($B25,'IEA EFs - Grid'!$A$5:$BD$174,BR$11,FALSE)","v":125.25245234025229},{"$f":"VLOOKUP($B25,'IEA EFs - Grid'!$A$5:$BD$174,BS$11,FALSE)","v":123.4587680621655},{"$f":"VLOOKUP($B25,'IEA EFs - Grid'!$A$5:$BD$174,BT$11,FALSE)","v":121.66508378407872},{"$f":"VLOOKUP($B25,'IEA EFs - Grid'!$A$5:$BD$174,BU$11,FALSE)","v":119.87139950599193},{"$f":"VLOOKUP($B25,'IEA EFs - Grid'!$A$5:$BD$174,BV$11,FALSE)","v":118.07771522790514},{"$f":"VLOOKUP($B25,'IEA EFs - Grid'!$A$5:$BD$174,BW$11,FALSE)","v":116.28403094981836},{"$f":"VLOOKUP($B25,'IEA EFs - Grid'!$A$5:$BD$174,BX$11,FALSE)","v":115.83510426057468},{"$f":"VLOOKUP($B25,'IEA EFs - Grid'!$A$5:$BD$174,BY$11,FALSE)","v":115.38617757133102},{"$f":"VLOOKUP($B25,'IEA EFs - Grid'!$A$5:$BD$174,BZ$11,FALSE)","v":114.93725088208735},{"$f":"VLOOKUP($B25,'IEA EFs - Grid'!$A$5:$BD$174,CA$11,FALSE)","v":114.48832419284368},{"$f":"VLOOKUP($B25,'IEA EFs - Grid'!$A$5:$BD$174,CB$11,FALSE)","v":114.0393975036},{"$f":"CB25","v":114.0393975036},114.0393975036,114.0393975036,114.0393975036,114.0393975036,114.0393975036,114.0393975036,114.0393975036,114.0393975036,114.0393975036,114.0393975036,114.0393975036,114.0393975036,114.0393975036,114.0393975036,114.0393975036,114.0393975036,114.0393975036,114.0393975036,114.0393975036,114.0393975036,114.0393975036,114.0393975036,114.0393975036,114.0393975036,114.0393975036,114.0393975036,114.0393975036,114.0393975036,114.0393975036]
["Belgium","Belgium",212.018,1318.2679000000001,507.5213,313.30309999999997,null,510,511,512,513,514,515,516,517,518,519,520,521,522,523,524,525,526,527,528,529,{"$f":"MOD(AB25,100)+500","v":530},531,532,533,534,535,536,537,538,539,540,541,{"$f":"MOD(AN25,100)+500","v":542},543,544,545,546,547,548,549,550,null,{"$f":"VLOOKUP($B26,'IEA EFs - Grid'!$A$5:$BD$174,AX$11,FALSE)","v":219.71899999999999},{"$f":"VLOOKUP($B26,'IEA EFs - Grid'!$A$5:$BD$174,AY$11,FALSE)","v":195.94829999999999},{"$f":"VLOOKUP($B26,'IEA EFs - Grid'!$A$5:$BD$174,AZ$11,FALSE)","v":212.018},{"$f":"VLOOKUP($B26,'IEA EFs - Grid'!$A$5:$BD$174,BA$11,FALSE)","v":206.91366570030831},{"$f":"VLOOKUP($B26,'IEA EFs - Grid'!$A$5:$BD$174,BB$11,FALSE)","v":201.8093314006166},{"$f":"VLOOKUP($B26,'IEA EFs - Grid'!$A$5:$BD$174,BC$11,FALSE)","v":196.70499710092491},{"$f":"VLOOKUP($B26,'IEA EFs - Grid'!$A$5:$BD$174,BD$11,FALSE)","v":192.85060091906419},{"$f":"VLOOKUP($B26,'IEA EFs - Grid'!$A$5:$BD$174,BE$11,FALSE)","v":188.99620473720347},{"$f":"VLOOKUP($B26,'IEA EFs - Grid'!$A$5:$BD$174,BF$11,FALSE)","v":185.14180855534275},{"$f":"VLOOKUP($B26,'IEA EFs - Grid'!$A$5:$BD$174,BG$11,FALSE)","v":181.28741237348203},{"$f":"VLOOKUP($B26,'IEA EFs - Grid'!$A$5:$BD$174,BH$11,FALSE)","v":177.43301619162131},{"$f":"VLOOKUP($B26,'IEA EFs - Grid'!$A$5:$BD$174,BI$11,FALSE)","v":176.09203838473678},{"$f":"VLOOKUP($B26,'IEA EFs - Grid'!$A$5:$BD$174,BJ$11,FALSE)","v":174.75106057785226},{"$f":"VLOOKUP($B26,'IEA EFs - Grid'!$A$5:$BD$174,BK$11,FALSE)","v":173.4100827709677},{"$f":"VLOOKUP($B26,'IEA EFs - Grid'!$A$5:$BD$174,BL$11,FALSE)","v":172.06910496408315},{"$f":"VLOOKUP($B26,'IEA EFs - Grid'!$A$5:$BD$174,BM$11,FALSE)","v":170.72812715719863},{"$f":"VLOOKUP($B26,'IEA EFs - Grid'!$A$5:$BD$174,BN$11,FALSE)","v":168.8121434419638},{"$f":"VLOOKUP($B26,'IEA EFs - Grid'!$A$5:$BD$174,BO$11,FALSE)","v":166.896159726729},{"$f":"VLOOKUP($B26,'IEA EFs - Grid'!$A$5:$BD$174,BP$11,FALSE)","v":164.98017601149417},{"$f":"VLOOKUP($B26,'IEA EFs - Grid'!$A$5:$BD$174,BQ$11,FALSE)","v":163.06419229625936},{"$f":"VLOOKUP($B26,'IEA EFs - Grid'!$A$5:$BD$174,BR$11,FALSE)","v":161.14820858102456},{"$f":"VLOOKUP($B26,'IEA EFs - Grid'!$A$5:$BD$174,BS$11,FALSE)","v":158.84047725303088},{"$f":"VLOOKUP($B26,'IEA EFs - Grid'!$A$5:$BD$174,BT$11,FALSE)","v":156.5327459250372},{"$f":"VLOOKUP($B26,'IEA EFs - Grid'!$A$5:$BD$174,BU$11,FALSE)","v":154.22501459704355},{"$f":"VLOOKUP($B26,'IEA EFs - Grid'!$A$5:$BD$174,BV$11,FALSE)","v":151.91728326904988},{"$f":"VLOOKUP($B26,'IEA EFs - Grid'!$A$5:$BD$174,BW$11,FALSE)","v":149.60955194105622},{"$f":"VLOOKUP($B26,'IEA EFs - Grid'!$A$5:$BD$174,BX$11,FALSE)","v":149.03196858516867},{"$f":"VLOOKUP($B26,'IEA EFs - Grid'!$A$5:$BD$174,BY$11,FALSE)","v":148.45438522928112},{"$f":"VLOOKUP($B26,'IEA EFs - Grid'!$A$5:$BD$174,BZ$11,FALSE)","v":147.87680187339359},{"$f":"VLOOKUP($B26,'IEA EFs - Grid'!$A$5:$BD$174,CA$11,FALSE)","v":147.29921851750603},{"$f":"VLOOKUP($B26,'IEA EFs - Grid'!$A$5:$BD$174,CB$11,FALSE)","v":146.72163516161848},{"$f":"CB26","v":146.72163516161848},146.72163516161848,146.72163516161848,146.72163516161848,146.72163516161848,146.72163516161848,146.72163516161848,146.72163516161848,146.72163516161848,146.72163516161848,146.72163516161848,146.72163516161848,146.72163516161848,146.72163516161848,146.72163516161848,146.72163516161848,146.72163516161848,146.72163516161848,146.72163516161848,146.72163516161848,146.72163516161848,146.72163516161848,146.72163516161848,146.72163516161848,146.72163516161848,146.72163516161848,146.72163516161848,146.72163516161848,146.72163516161848,146.72163516161848]
["Czech Republic","Czech Republic",551.84950000000003,1008.5516,925.98440000000005,419.25749999999999,null,510,511,512,513,514,515,516,517,518,519,520,521,522,523,524,525,526,527,528,529,{"$f":"MOD(AB26,100)+500","v":530},{"$f":"MOD(AC26,100)+500","v":531},532,533,534,535,536,537,538,539,540,541,542,543,544,545,546,547,548,549,550,null,{"$f":"VLOOKUP($B27,'IEA EFs - Grid'!$A$5:$BD$174,AX$11,FALSE)","v":588.70849999999996},{"$f":"VLOOKUP($B27,'IEA EFs - Grid'!$A$5:$BD$174,AY$11,FALSE)","v":590.24120000000005},{"$f":"VLOOKUP($B27,'IEA EFs - Grid'!$A$5:$BD$174,AZ$11,FALSE)","v":551.84950000000003},{"$f":"VLOOKUP($B27,'IEA EFs - Grid'!$A$5:$BD$174,BA$11,FALSE)","v":538.56372081560198},{"$f":"VLOOKUP($B27,'IEA EFs - Grid'!$A$5:$BD$174,BB$11,FALSE)","v":525.27794163120382},{"$f":"VLOOKUP($B27,'IEA EFs - Grid'!$A$5:$BD$174,BC$11,FALSE)","v":511.99216244680582},{"$f":"VLOOKUP($B27,'IEA EFs - Grid'!$A$5:$BD$174,BD$11,FALSE)","v":501.95977554681741},{"$f":"VLOOKUP($B27,'IEA EFs - Grid'!$A$5:$BD$174,BE$11,FALSE)","v":491.927388646829},{"$f":"VLOOKUP($B27,'IEA EFs - Grid'!$A$5:$BD$174,BF$11,FALSE)","v":481.89500174684059},{"$f":"VLOOKUP($B27,'IEA EFs - Grid'!$A$5:$BD$174,BG$11,FALSE)","v":471.86261484685218},{"$f":"VLOOKUP($B27,'IEA EFs - Grid'!$A$5:$BD$174,BH$11,FALSE)","v":461.83022794686377},{"$f":"VLOOKUP($B27,'IEA EFs - Grid'!$A$5:$BD$174,BI$11,FALSE)","v":458.33987367392314},{"$f":"VLOOKUP($B27,'IEA EFs - Grid'!$A$5:$BD$174,BJ$11,FALSE)","v":454.8495194009825},{"$f":"VLOOKUP($B27,'IEA EFs - Grid'!$A$5:$BD$174,BK$11,FALSE)","v":451.35916512804181},{"$f":"VLOOKUP($B27,'IEA EFs - Grid'!$A$5:$BD$174,BL$11,FALSE)","v":447.86881085510117},{"$f":"VLOOKUP($B27,'IEA EFs - Grid'!$A$5:$BD$174,BM$11,FALSE)","v":444.37845658216054},{"$f":"VLOOKUP($B27,'IEA EFs - Grid'!$A$5:$BD$174,BN$11,FALSE)","v":439.39145238789172},{"$f":"VLOOKUP($B27,'IEA EFs - Grid'!$A$5:$BD$174,BO$11,FALSE)","v":434.40444819362301},{"$f":"VLOOKUP($B27,'IEA EFs - Grid'!$A$5:$BD$174,BP$11,FALSE)","v":429.41744399935419},{"$f":"VLOOKUP($B27,'IEA EFs - Grid'!$A$5:$BD$174,BQ$11,FALSE)","v":424.43043980508543},{"$f":"VLOOKUP($B27,'IEA EFs - Grid'!$A$5:$BD$174,BR$11,FALSE)","v":419.44343561081666},{"$f":"VLOOKUP($B27,'IEA EFs - Grid'!$A$5:$BD$174,BS$11,FALSE)","v":413.43677400902982},{"$f":"VLOOKUP($B27,'IEA EFs - Grid'!$A$5:$BD$174,BT$11,FALSE)","v":407.43011240724297},{"$f":"VLOOKUP($B27,'IEA EFs - Grid'!$A$5:$BD$174,BU$11,FALSE)","v":401.42345080545613},{"$f":"VLOOKUP($B27,'IEA EFs - Grid'!$A$5:$BD$174,BV$11,FALSE)","v":395.41678920366928},{"$f":"VLOOKUP($B27,'IEA EFs - Grid'!$A$5:$BD$174,BW$11,FALSE)","v":389.41012760188244},{"$f":"VLOOKUP($B27,'IEA EFs - Grid'!$A$5:$BD$174,BX$11,FALSE)","v":387.90676899009065},{"$f":"VLOOKUP($B27,'IEA EFs - Grid'!$A$5:$BD$174,BY$11,FALSE)","v":386.40341037829893},{"$f":"VLOOKUP($B27,'IEA EFs - Grid'!$A$5:$BD$174,BZ$11,FALSE)","v":384.9000517665072},{"$f":"VLOOKUP($B27,'IEA EFs - Grid'!$A$5:$BD$174,CA$11,FALSE)","v":383.39669315471542},{"$f":"VLOOKUP($B27,'IEA EFs - Grid'!$A$5:$BD$174,CB$11,FALSE)","v":381.89333454292364},{"$f":"CB27","v":381.89333454292364},381.89333454292364,381.89333454292364,381.89333454292364,381.89333454292364,381.89333454292364,381.89333454292364,381.89333454292364,381.89333454292364,381.89333454292364,381.89333454292364,381.89333454292364,381.89333454292364,381.89333454292364,381.89333454292364,381.89333454292364,381.89333454292364,381.89333454292364,381.89333454292364,381.89333454292364,381.89333454292364,381.89333454292364,381.89333454292364,381.89333454292364,381.89333454292364,381.89333454292364,381.89333454292364,381.89333454292364,381.89333454292364,381.89333454292364]
["Denmark","Denmark",257.26420000000002,579.9076,602.43290000000002,270.12759999999997,null,510,511,512,513,514,515,516,517,518,519,520,521,522,523,524,525,526,527,528,529,530,531,532,533,534,535,536,537,538,539,540,541,542,543,544,545,546,547,548,549,550,null,{"$f":"VLOOKUP($B28,'IEA EFs - Grid'!$A$5:$BD$174,AX$11,FALSE)","v":358.40350000000001},{"$f":"VLOOKUP($B28,'IEA EFs - Grid'!$A$5:$BD$174,AY$11,FALSE)","v":314.75549999999998},{"$f":"VLOOKUP($B28,'IEA EFs - Grid'!$A$5:$BD$174,AZ$11,FALSE)","v":257.26420000000002},{"$f":"VLOOKUP($B28,'IEA EFs - Grid'!$A$5:$BD$174,BA$11,FALSE)","v":251.07056323263714},{"$f":"VLOOKUP($B28,'IEA EFs - Grid'!$A$5:$BD$174,BB$11,FALSE)","v":244.87692646527421},{"$f":"VLOOKUP($B28,'IEA EFs - Grid'!$A$5:$BD$174,BC$11,FALSE)","v":238.68328969791136},{"$f":"VLOOKUP($B28,'IEA EFs - Grid'!$A$5:$BD$174,BD$11,FALSE)","v":234.00633703252706},{"$f":"VLOOKUP($B28,'IEA EFs - Grid'!$A$5:$BD$174,BE$11,FALSE)","v":229.32938436714275},{"$f":"VLOOKUP($B28,'IEA EFs - Grid'!$A$5:$BD$174,BF$11,FALSE)","v":224.65243170175845},{"$f":"VLOOKUP($B28,'IEA EFs - Grid'!$A$5:$BD$174,BG$11,FALSE)","v":219.97547903637414},{"$f":"VLOOKUP($B28,'IEA EFs - Grid'!$A$5:$BD$174,BH$11,FALSE)","v":215.29852637098983},{"$f":"VLOOKUP($B28,'IEA EFs - Grid'!$A$5:$BD$174,BI$11,FALSE)","v":213.67137404097113},{"$f":"VLOOKUP($B28,'IEA EFs - Grid'!$A$5:$BD$174,BJ$11,FALSE)","v":212.04422171095243},{"$f":"VLOOKUP($B28,'IEA EFs - Grid'!$A$5:$BD$174,BK$11,FALSE)","v":210.4170693809337},{"$f":"VLOOKUP($B28,'IEA EFs - Grid'!$A$5:$BD$174,BL$11,FALSE)","v":208.78991705091499},{"$f":"VLOOKUP($B28,'IEA EFs - Grid'!$A$5:$BD$174,BM$11,FALSE)","v":207.16276472089629},{"$f":"VLOOKUP($B28,'IEA EFs - Grid'!$A$5:$BD$174,BN$11,FALSE)","v":204.8378959941235},{"$f":"VLOOKUP($B28,'IEA EFs - Grid'!$A$5:$BD$174,BO$11,FALSE)","v":202.51302726735074},{"$f":"VLOOKUP($B28,'IEA EFs - Grid'!$A$5:$BD$174,BP$11,FALSE)","v":200.18815854057794},{"$f":"VLOOKUP($B28,'IEA EFs - Grid'!$A$5:$BD$174,BQ$11,FALSE)","v":197.86328981380515},{"$f":"VLOOKUP($B28,'IEA EFs - Grid'!$A$5:$BD$174,BR$11,FALSE)","v":195.53842108703236},{"$f":"VLOOKUP($B28,'IEA EFs - Grid'!$A$5:$BD$174,BS$11,FALSE)","v":192.73820292672886},{"$f":"VLOOKUP($B28,'IEA EFs - Grid'!$A$5:$BD$174,BT$11,FALSE)","v":189.93798476642536},{"$f":"VLOOKUP($B28,'IEA EFs - Grid'!$A$5:$BD$174,BU$11,FALSE)","v":187.13776660612186},{"$f":"VLOOKUP($B28,'IEA EFs - Grid'!$A$5:$BD$174,BV$11,FALSE)","v":184.33754844581836},{"$f":"VLOOKUP($B28,'IEA EFs - Grid'!$A$5:$BD$174,BW$11,FALSE)","v":181.53733028551486},{"$f":"VLOOKUP($B28,'IEA EFs - Grid'!$A$5:$BD$174,BX$11,FALSE)","v":180.83648639496911},{"$f":"VLOOKUP($B28,'IEA EFs - Grid'!$A$5:$BD$174,BY$11,FALSE)","v":180.13564250442337},{"$f":"VLOOKUP($B28,'IEA EFs - Grid'!$A$5:$BD$174,BZ$11,FALSE)","v":179.43479861387766},{"$f":"VLOOKUP($B28,'IEA EFs - Grid'!$A$5:$BD$174,CA$11,FALSE)","v":178.73395472333192},{"$f":"VLOOKUP($B28,'IEA EFs - Grid'!$A$5:$BD$174,CB$11,FALSE)","v":178.03311083278618},{"$f":"CB28","v":178.03311083278618},178.03311083278618,178.03311083278618,178.03311083278618,178.03311083278618,178.03311083278618,178.03311083278618,178.03311083278618,178.03311083278618,178.03311083278618,178.03311083278618,178.03311083278618,178.03311083278618,178.03311083278618,178.03311083278618,178.03311083278618,178.03311083278618,178.03311083278618,178.03311083278618,178.03311083278618,178.03311083278618,178.03311083278618,178.03311083278618,178.03311083278618,178.03311083278618,178.03311083278618,178.03311083278618,178.03311083278618,178.03311083278618,178.03311083278618]
["Estonia","Estonia",911.99310000000003,1050.2034000000001,840.80529999999999,240.0607,null,510,511,512,513,514,515,516,517,518,519,520,521,522,523,524,525,526,527,528,529,530,531,532,533,534,535,536,537,538,539,540,541,542,543,544,545,546,547,548,549,550,null,{"$f":"VLOOKUP($B29,'IEA EFs - Grid'!$A$5:$BD$174,AX$11,FALSE)","v":1014.1421},{"$f":"VLOOKUP($B29,'IEA EFs - Grid'!$A$5:$BD$174,AY$11,FALSE)","v":947.27790000000005},{"$f":"VLOOKUP($B29,'IEA EFs - Grid'!$A$5:$BD$174,AZ$11,FALSE)","v":911.99310000000003},{"$f":"VLOOKUP($B29,'IEA EFs - Grid'!$A$5:$BD$174,BA$11,FALSE)","v":890.0368620324117},{"$f":"VLOOKUP($B29,'IEA EFs - Grid'!$A$5:$BD$174,BB$11,FALSE)","v":868.08062406482316},{"$f":"VLOOKUP($B29,'IEA EFs - Grid'!$A$5:$BD$174,BC$11,FALSE)","v":846.12438609723483},{"$f":"VLOOKUP($B29,'IEA EFs - Grid'!$A$5:$BD$174,BD$11,FALSE)","v":829.54474322482156},{"$f":"VLOOKUP($B29,'IEA EFs - Grid'!$A$5:$BD$174,BE$11,FALSE)","v":812.96510035240829},{"$f":"VLOOKUP($B29,'IEA EFs - Grid'!$A$5:$BD$174,BF$11,FALSE)","v":796.38545747999501},{"$f":"VLOOKUP($B29,'IEA EFs - Grid'!$A$5:$BD$174,BG$11,FALSE)","v":779.80581460758174},{"$f":"VLOOKUP($B29,'IEA EFs - Grid'!$A$5:$BD$174,BH$11,FALSE)","v":763.22617173516846},{"$f":"VLOOKUP($B29,'IEA EFs - Grid'!$A$5:$BD$174,BI$11,FALSE)","v":757.45797041673404},{"$f":"VLOOKUP($B29,'IEA EFs - Grid'!$A$5:$BD$174,BJ$11,FALSE)","v":751.68976909829962},{"$f":"VLOOKUP($B29,'IEA EFs - Grid'!$A$5:$BD$174,BK$11,FALSE)","v":745.92156777986509},{"$f":"VLOOKUP($B29,'IEA EFs - Grid'!$A$5:$BD$174,BL$11,FALSE)","v":740.15336646143066},{"$f":"VLOOKUP($B29,'IEA EFs - Grid'!$A$5:$BD$174,BM$11,FALSE)","v":734.38516514299624},{"$f":"VLOOKUP($B29,'IEA EFs - Grid'!$A$5:$BD$174,BN$11,FALSE)","v":726.14358222076078},{"$f":"VLOOKUP($B29,'IEA EFs - Grid'!$A$5:$BD$174,BO$11,FALSE)","v":717.90199929852542},{"$f":"VLOOKUP($B29,'IEA EFs - Grid'!$A$5:$BD$174,BP$11,FALSE)","v":709.66041637628996},{"$f":"VLOOKUP($B29,'IEA EFs - Grid'!$A$5:$BD$174,BQ$11,FALSE)","v":701.41883345405449},{"$f":"VLOOKUP($B29,'IEA EFs - Grid'!$A$5:$BD$174,BR$11,FALSE)","v":693.17725053181903},{"$f":"VLOOKUP($B29,'IEA EFs - Grid'!$A$5:$BD$174,BS$11,FALSE)","v":683.25056955292075},{"$f":"VLOOKUP($B29,'IEA EFs - Grid'!$A$5:$BD$174,BT$11,FALSE)","v":673.32388857402248},{"$f":"VLOOKUP($B29,'IEA EFs - Grid'!$A$5:$BD$174,BU$11,FALSE)","v":663.3972075951242},{"$f":"VLOOKUP($B29,'IEA EFs - Grid'!$A$5:$BD$174,BV$11,FALSE)","v":653.47052661622592},{"$f":"VLOOKUP($B29,'IEA EFs - Grid'!$A$5:$BD$174,BW$11,FALSE)","v":643.54384563732765},{"$f":"VLOOKUP($B29,'IEA EFs - Grid'!$A$5:$BD$174,BX$11,FALSE)","v":641.05937717123379},{"$f":"VLOOKUP($B29,'IEA EFs - Grid'!$A$5:$BD$174,BY$11,FALSE)","v":638.57490870513993},{"$f":"VLOOKUP($B29,'IEA EFs - Grid'!$A$5:$BD$174,BZ$11,FALSE)","v":636.09044023904607},{"$f":"VLOOKUP($B29,'IEA EFs - Grid'!$A$5:$BD$174,CA$11,FALSE)","v":633.60597177295222},{"$f":"VLOOKUP($B29,'IEA EFs - Grid'!$A$5:$BD$174,CB$11,FALSE)","v":631.12150330685836},{"$f":"CB29","v":631.12150330685836},631.12150330685836,631.12150330685836,631.12150330685836,631.12150330685836,631.12150330685836,631.12150330685836,631.12150330685836,631.12150330685836,631.12150330685836,631.12150330685836,631.12150330685836,631.12150330685836,631.12150330685836,631.12150330685836,631.12150330685836,631.12150330685836,631.12150330685836,631.12150330685836,631.12150330685836,631.12150330685836,631.12150330685836,631.12150330685836,631.12150330685836,631.12150330685836,631.12150330685836,631.12150330685836,631.12150330685836,631.12150330685836,631.12150330685836]
["Finland","Finland",134.1499,661.47760000000005,570.2242,241.48099999999999,null,510,511,512,513,514,515,516,517,518,519,520,521,522,523,524,525,526,527,528,529,530,531,532,533,534,535,536,537,538,539,540,541,542,543,544,545,546,547,548,549,550,null,{"$f":"VLOOKUP($B30,'IEA EFs - Grid'!$A$5:$BD$174,AX$11,FALSE)","v":229.50919999999999},{"$f":"VLOOKUP($B30,'IEA EFs - Grid'!$A$5:$BD$174,AY$11,FALSE)","v":190.6437},{"$f":"VLOOKUP($B30,'IEA EFs - Grid'!$A$5:$BD$174,AZ$11,FALSE)","v":134.1499},{"$f":"VLOOKUP($B30,'IEA EFs - Grid'!$A$5:$BD$174,BA$11,FALSE)","v":130.92024055660269},{"$f":"VLOOKUP($B30,'IEA EFs - Grid'!$A$5:$BD$174,BB$11,FALSE)","v":127.69058111320537},{"$f":"VLOOKUP($B30,'IEA EFs - Grid'!$A$5:$BD$174,BC$11,FALSE)","v":124.46092166980807},{"$f":"VLOOKUP($B30,'IEA EFs - Grid'!$A$5:$BD$174,BD$11,FALSE)","v":122.02213410291755},{"$f":"VLOOKUP($B30,'IEA EFs - Grid'!$A$5:$BD$174,BE$11,FALSE)","v":119.58334653602702},{"$f":"VLOOKUP($B30,'IEA EFs - Grid'!$A$5:$BD$174,BF$11,FALSE)","v":117.1445589691365},{"$f":"VLOOKUP($B30,'IEA EFs - Grid'!$A$5:$BD$174,BG$11,FALSE)","v":114.70577140224597},{"$f":"VLOOKUP($B30,'IEA EFs - Grid'!$A$5:$BD$174,BH$11,FALSE)","v":112.26698383535545},{"$f":"VLOOKUP($B30,'IEA EFs - Grid'!$A$5:$BD$174,BI$11,FALSE)","v":111.41850852337355},{"$f":"VLOOKUP($B30,'IEA EFs - Grid'!$A$5:$BD$174,BJ$11,FALSE)","v":110.57003321139165},{"$f":"VLOOKUP($B30,'IEA EFs - Grid'!$A$5:$BD$174,BK$11,FALSE)","v":109.72155789940972},{"$f":"VLOOKUP($B30,'IEA EFs - Grid'!$A$5:$BD$174,BL$11,FALSE)","v":108.8730825874278},{"$f":"VLOOKUP($B30,'IEA EFs - Grid'!$A$5:$BD$174,BM$11,FALSE)","v":108.0246072754459},{"$f":"VLOOKUP($B30,'IEA EFs - Grid'!$A$5:$BD$174,BN$11,FALSE)","v":106.81230915075658},{"$f":"VLOOKUP($B30,'IEA EFs - Grid'!$A$5:$BD$174,BO$11,FALSE)","v":105.60001102606726},{"$f":"VLOOKUP($B30,'IEA EFs - Grid'!$A$5:$BD$174,BP$11,FALSE)","v":104.38771290137794},{"$f":"VLOOKUP($B30,'IEA EFs - Grid'!$A$5:$BD$174,BQ$11,FALSE)","v":103.17541477668863},{"$f":"VLOOKUP($B30,'IEA EFs - Grid'!$A$5:$BD$174,BR$11,FALSE)","v":101.96311665199931},{"$f":"VLOOKUP($B30,'IEA EFs - Grid'!$A$5:$BD$174,BS$11,FALSE)","v":100.50294852062737},{"$f":"VLOOKUP($B30,'IEA EFs - Grid'!$A$5:$BD$174,BT$11,FALSE)","v":99.042780389255427},{"$f":"VLOOKUP($B30,'IEA EFs - Grid'!$A$5:$BD$174,BU$11,FALSE)","v":97.582612257883483},{"$f":"VLOOKUP($B30,'IEA EFs - Grid'!$A$5:$BD$174,BV$11,FALSE)","v":96.122444126511539},{"$f":"VLOOKUP($B30,'IEA EFs - Grid'!$A$5:$BD$174,BW$11,FALSE)","v":94.662275995139595},{"$f":"VLOOKUP($B30,'IEA EFs - Grid'!$A$5:$BD$174,BX$11,FALSE)","v":94.296822357080657},{"$f":"VLOOKUP($B30,'IEA EFs - Grid'!$A$5:$BD$174,BY$11,FALSE)","v":93.931368719021719},{"$f":"VLOOKUP($B30,'IEA EFs - Grid'!$A$5:$BD$174,BZ$11,FALSE)","v":93.565915080962796},{"$f":"VLOOKUP($B30,'IEA EFs - Grid'!$A$5:$BD$174,CA$11,FALSE)","v":93.200461442903858},{"$f":"VLOOKUP($B30,'IEA EFs - Grid'!$A$5:$BD$174,CB$11,FALSE)","v":92.835007804844921},{"$f":"CB30","v":92.835007804844921},92.835007804844921,92.835007804844921,92.835007804844921,92.835007804844921,92.835007804844921,92.835007804844921,92.835007804844921,92.835007804844921,92.835007804844921,92.835007804844921,92.835007804844921,92.835007804844921,92.835007804844921,92.835007804844921,92.835007804844921,92.835007804844921,92.835007804844921,92.835007804844921,92.835007804844921,92.835007804844921,92.835007804844921,92.835007804844921,92.835007804844921,92.835007804844921,92.835007804844921,92.835007804844921,92.835007804844921,92.835007804844921,92.835007804844921]
["France","France",69.254199999999997,1046.1799000000001,623.31330000000003,457.6925,null,510,511,512,513,514,515,516,517,518,519,520,521,522,523,524,525,526,527,528,529,530,531,532,533,534,535,536,537,538,539,540,541,542,543,544,545,546,547,548,549,550,null,{"$f":"VLOOKUP($B31,'IEA EFs - Grid'!$A$5:$BD$174,AX$11,FALSE)","v":74.242000000000004},{"$f":"VLOOKUP($B31,'IEA EFs - Grid'!$A$5:$BD$174,AY$11,FALSE)","v":61.061399999999999},{"$f":"VLOOKUP($B31,'IEA EFs - Grid'!$A$5:$BD$174,AZ$11,FALSE)","v":69.254199999999997},{"$f":"VLOOKUP($B31,'IEA EFs - Grid'!$A$5:$BD$174,BA$11,FALSE)","v":67.586904824789841},{"$f":"VLOOKUP($B31,'IEA EFs - Grid'!$A$5:$BD$174,BB$11,FALSE)","v":65.91960964957967},{"$f":"VLOOKUP($B31,'IEA EFs - Grid'!$A$5:$BD$174,BC$11,FALSE)","v":64.252314474369513},{"$f":"VLOOKUP($B31,'IEA EFs - Grid'!$A$5:$BD$174,BD$11,FALSE)","v":62.993302861875208},{"$f":"VLOOKUP($B31,'IEA EFs - Grid'!$A$5:$BD$174,BE$11,FALSE)","v":61.734291249380902},{"$f":"VLOOKUP($B31,'IEA EFs - Grid'!$A$5:$BD$174,BF$11,FALSE)","v":60.475279636886597},{"$f":"VLOOKUP($B31,'IEA EFs - Grid'!$A$5:$BD$174,BG$11,FALSE)","v":59.216268024392285},{"$f":"VLOOKUP($B31,'IEA EFs - Grid'!$A$5:$BD$174,BH$11,FALSE)","v":57.95725641189798},{"$f":"VLOOKUP($B31,'IEA EFs - Grid'!$A$5:$BD$174,BI$11,FALSE)","v":57.519235370130097},{"$f":"VLOOKUP($B31,'IEA EFs - Grid'!$A$5:$BD$174,BJ$11,FALSE)","v":57.081214328362215},{"$f":"VLOOKUP($B31,'IEA EFs - Grid'!$A$5:$BD$174,BK$11,FALSE)","v":56.643193286594325},{"$f":"VLOOKUP($B31,'IEA EFs - Grid'!$A$5:$BD$174,BL$11,FALSE)","v":56.205172244826443},{"$f":"VLOOKUP($B31,'IEA EFs - Grid'!$A$5:$BD$174,BM$11,FALSE)","v":55.76715120305856},{"$f":"VLOOKUP($B31,'IEA EFs - Grid'!$A$5:$BD$174,BN$11,FALSE)","v":55.14130849436583},{"$f":"VLOOKUP($B31,'IEA EFs - Grid'!$A$5:$BD$174,BO$11,FALSE)","v":54.515465785673108},{"$f":"VLOOKUP($B31,'IEA EFs - Grid'!$A$5:$BD$174,BP$11,FALSE)","v":53.889623076980378},{"$f":"VLOOKUP($B31,'IEA EFs - Grid'!$A$5:$BD$174,BQ$11,FALSE)","v":53.263780368287648},{"$f":"VLOOKUP($B31,'IEA EFs - Grid'!$A$5:$BD$174,BR$11,FALSE)","v":52.637937659594918},{"$f":"VLOOKUP($B31,'IEA EFs - Grid'!$A$5:$BD$174,BS$11,FALSE)","v":51.884133327249835},{"$f":"VLOOKUP($B31,'IEA EFs - Grid'!$A$5:$BD$174,BT$11,FALSE)","v":51.130328994904758},{"$f":"VLOOKUP($B31,'IEA EFs - Grid'!$A$5:$BD$174,BU$11,FALSE)","v":50.376524662559682},{"$f":"VLOOKUP($B31,'IEA EFs - Grid'!$A$5:$BD$174,BV$11,FALSE)","v":49.622720330214598},{"$f":"VLOOKUP($B31,'IEA EFs - Grid'!$A$5:$BD$174,BW$11,FALSE)","v":48.868915997869522},{"$f":"VLOOKUP($B31,'IEA EFs - Grid'!$A$5:$BD$174,BX$11,FALSE)","v":48.680252425694952},{"$f":"VLOOKUP($B31,'IEA EFs - Grid'!$A$5:$BD$174,BY$11,FALSE)","v":48.491588853520383},{"$f":"VLOOKUP($B31,'IEA EFs - Grid'!$A$5:$BD$174,BZ$11,FALSE)","v":48.302925281345821},{"$f":"VLOOKUP($B31,'IEA EFs - Grid'!$A$5:$BD$174,CA$11,FALSE)","v":48.114261709171252},{"$f":"VLOOKUP($B31,'IEA EFs - Grid'!$A$5:$BD$174,CB$11,FALSE)","v":47.925598136996683},{"$f":"CB31","v":47.925598136996683},47.925598136996683,47.925598136996683,47.925598136996683,47.925598136996683,47.925598136996683,47.925598136996683,47.925598136996683,47.925598136996683,47.925598136996683,47.925598136996683,47.925598136996683,47.925598136996683,47.925598136996683,47.925598136996683,47.925598136996683,47.925598136996683,47.925598136996683,47.925598136996683,47.925598136996683,47.925598136996683,47.925598136996683,47.925598136996683,47.925598136996683,47.925598136996683,47.925598136996683,47.925598136996683,47.925598136996683,47.925598136996683,47.925598136996683]
["Germany","Germany",475.40809999999999,894.91300000000001,606.77779999999996,331.24009999999998,null,510,511,512,513,514,515,516,517,518,519,520,521,522,523,524,525,526,527,528,529,530,531,532,533,534,535,536,537,538,539,540,541,542,543,544,545,546,547,548,549,550,null,{"$f":"VLOOKUP($B32,'IEA EFs - Grid'!$A$5:$BD$174,AX$11,FALSE)","v":465.18889999999999},{"$f":"VLOOKUP($B32,'IEA EFs - Grid'!$A$5:$BD$174,AY$11,FALSE)","v":472.79840000000002},{"$f":"VLOOKUP($B32,'IEA EFs - Grid'!$A$5:$BD$174,AZ$11,FALSE)","v":475.40809999999999},{"$f":"VLOOKUP($B32,'IEA EFs - Grid'!$A$5:$BD$174,BA$11,FALSE)","v":463.96264786300571},{"$f":"VLOOKUP($B32,'IEA EFs - Grid'!$A$5:$BD$174,BB$11,FALSE)","v":452.51719572601132},{"$f":"VLOOKUP($B32,'IEA EFs - Grid'!$A$5:$BD$174,BC$11,FALSE)","v":441.07174358901705},{"$f":"VLOOKUP($B32,'IEA EFs - Grid'!$A$5:$BD$174,BD$11,FALSE)","v":432.42902851074228},{"$f":"VLOOKUP($B32,'IEA EFs - Grid'!$A$5:$BD$174,BE$11,FALSE)","v":423.78631343246752},{"$f":"VLOOKUP($B32,'IEA EFs - Grid'!$A$5:$BD$174,BF$11,FALSE)","v":415.14359835419276},{"$f":"VLOOKUP($B32,'IEA EFs - Grid'!$A$5:$BD$174,BG$11,FALSE)","v":406.500883275918},{"$f":"VLOOKUP($B32,'IEA EFs - Grid'!$A$5:$BD$174,BH$11,FALSE)","v":397.85816819764324},{"$f":"VLOOKUP($B32,'IEA EFs - Grid'!$A$5:$BD$174,BI$11,FALSE)","v":394.85129278464461},{"$f":"VLOOKUP($B32,'IEA EFs - Grid'!$A$5:$BD$174,BJ$11,FALSE)","v":391.84441737164599},{"$f":"VLOOKUP($B32,'IEA EFs - Grid'!$A$5:$BD$174,BK$11,FALSE)","v":388.83754195864731},{"$f":"VLOOKUP($B32,'IEA EFs - Grid'!$A$5:$BD$174,BL$11,FALSE)","v":385.83066654564868},{"$f":"VLOOKUP($B32,'IEA EFs - Grid'!$A$5:$BD$174,BM$11,FALSE)","v":382.82379113265006},{"$f":"VLOOKUP($B32,'IEA EFs - Grid'!$A$5:$BD$174,BN$11,FALSE)","v":378.5275795954658},{"$f":"VLOOKUP($B32,'IEA EFs - Grid'!$A$5:$BD$174,BO$11,FALSE)","v":374.23136805828159},{"$f":"VLOOKUP($B32,'IEA EFs - Grid'!$A$5:$BD$174,BP$11,FALSE)","v":369.93515652109733},{"$f":"VLOOKUP($B32,'IEA EFs - Grid'!$A$5:$BD$174,BQ$11,FALSE)","v":365.63894498391312},{"$f":"VLOOKUP($B32,'IEA EFs - Grid'!$A$5:$BD$174,BR$11,FALSE)","v":361.34273344672891},{"$f":"VLOOKUP($B32,'IEA EFs - Grid'!$A$5:$BD$174,BS$11,FALSE)","v":356.168105981363},{"$f":"VLOOKUP($B32,'IEA EFs - Grid'!$A$5:$BD$174,BT$11,FALSE)","v":350.99347851599708},{"$f":"VLOOKUP($B32,'IEA EFs - Grid'!$A$5:$BD$174,BU$11,FALSE)","v":345.81885105063122},{"$f":"VLOOKUP($B32,'IEA EFs - Grid'!$A$5:$BD$174,BV$11,FALSE)","v":340.64422358526531},{"$f":"VLOOKUP($B32,'IEA EFs - Grid'!$A$5:$BD$174,BW$11,FALSE)","v":335.46959611989945},{"$f":"VLOOKUP($B32,'IEA EFs - Grid'!$A$5:$BD$174,BX$11,FALSE)","v":334.17448058341608},{"$f":"VLOOKUP($B32,'IEA EFs - Grid'!$A$5:$BD$174,BY$11,FALSE)","v":332.87936504693278},{"$f":"VLOOKUP($B32,'IEA EFs - Grid'!$A$5:$BD$174,BZ$11,FALSE)","v":331.58424951044947},{"$f":"VLOOKUP($B32,'IEA EFs - Grid'!$A$5:$BD$174,CA$11,FALSE)","v":330.28913397396616},{"$f":"VLOOKUP($B32,'IEA EFs - Grid'!$A$5:$BD$174,CB$11,FALSE)","v":328.99401843748285},{"$f":"CB32","v":328.99401843748285},328.99401843748285,328.99401843748285,328.99401843748285,328.99401843748285,328.99401843748285,328.99401843748285,328.99401843748285,328.99401843748285,328.99401843748285,328.99401843748285,328.99401843748285,328.99401843748285,328.99401843748285,328.99401843748285,328.99401843748285,328.99401843748285,328.99401843748285,328.99401843748285,328.99401843748285,328.99401843748285,328.99401843748285,328.99401843748285,328.99401843748285,328.99401843748285,328.99401843748285,328.99401843748285,328.99401843748285,328.99401843748285,328.99401843748285]
["Greece","Greece",684.61030000000005,1024.2320999999999,737.72590000000002,387.5806,null,510,511,512,513,514,515,516,517,518,519,520,521,522,523,524,525,526,527,528,529,530,531,532,533,534,535,536,537,538,539,540,541,542,543,544,545,546,547,548,549,550,null,{"$f":"VLOOKUP($B33,'IEA EFs - Grid'!$A$5:$BD$174,AX$11,FALSE)","v":718.26379999999995},{"$f":"VLOOKUP($B33,'IEA EFs - Grid'!$A$5:$BD$174,AY$11,FALSE)","v":706.72670000000005},{"$f":"VLOOKUP($B33,'IEA EFs - Grid'!$A$5:$BD$174,AZ$11,FALSE)","v":684.61030000000005},{"$f":"VLOOKUP($B33,'IEA EFs - Grid'!$A$5:$BD$174,BA$11,FALSE)","v":668.12830396092693},{"$f":"VLOOKUP($B33,'IEA EFs - Grid'!$A$5:$BD$174,BB$11,FALSE)","v":651.64630792185358},{"$f":"VLOOKUP($B33,'IEA EFs - Grid'!$A$5:$BD$174,BC$11,FALSE)","v":635.16431188278045},{"$f":"VLOOKUP($B33,'IEA EFs - Grid'!$A$5:$BD$174,BD$11,FALSE)","v":622.7183906573066},{"$f":"VLOOKUP($B33,'IEA EFs - Grid'!$A$5:$BD$174,BE$11,FALSE)","v":610.27246943183275},{"$f":"VLOOKUP($B33,'IEA EFs - Grid'!$A$5:$BD$174,BF$11,FALSE)","v":597.82654820635889},{"$f":"VLOOKUP($B33,'IEA EFs - Grid'!$A$5:$BD$174,BG$11,FALSE)","v":585.38062698088504},{"$f":"VLOOKUP($B33,'IEA EFs - Grid'!$A$5:$BD$174,BH$11,FALSE)","v":572.93470575541119},{"$f":"VLOOKUP($B33,'IEA EFs - Grid'!$A$5:$BD$174,BI$11,FALSE)","v":568.60466199184123},{"$f":"VLOOKUP($B33,'IEA EFs - Grid'!$A$5:$BD$174,BJ$11,FALSE)","v":564.27461822827138},{"$f":"VLOOKUP($B33,'IEA EFs - Grid'!$A$5:$BD$174,BK$11,FALSE)","v":559.94457446470142},{"$f":"VLOOKUP($B33,'IEA EFs - Grid'!$A$5:$BD$174,BL$11,FALSE)","v":555.61453070113146},{"$f":"VLOOKUP($B33,'IEA EFs - Grid'!$A$5:$BD$174,BM$11,FALSE)","v":551.28448693756161},{"$f":"VLOOKUP($B33,'IEA EFs - Grid'!$A$5:$BD$174,BN$11,FALSE)","v":545.09773776493466},{"$f":"VLOOKUP($B33,'IEA EFs - Grid'!$A$5:$BD$174,BO$11,FALSE)","v":538.91098859230772},{"$f":"VLOOKUP($B33,'IEA EFs - Grid'!$A$5:$BD$174,BP$11,FALSE)","v":532.72423941968077},{"$f":"VLOOKUP($B33,'IEA EFs - Grid'!$A$5:$BD$174,BQ$11,FALSE)","v":526.53749024705382},{"$f":"VLOOKUP($B33,'IEA EFs - Grid'!$A$5:$BD$174,BR$11,FALSE)","v":520.35074107442688},{"$f":"VLOOKUP($B33,'IEA EFs - Grid'!$A$5:$BD$174,BS$11,FALSE)","v":512.89903114047252},{"$f":"VLOOKUP($B33,'IEA EFs - Grid'!$A$5:$BD$174,BT$11,FALSE)","v":505.4473212065181},{"$f":"VLOOKUP($B33,'IEA EFs - Grid'!$A$5:$BD$174,BU$11,FALSE)","v":497.99561127256374},{"$f":"VLOOKUP($B33,'IEA EFs - Grid'!$A$5:$BD$174,BV$11,FALSE)","v":490.54390133860932},{"$f":"VLOOKUP($B33,'IEA EFs - Grid'!$A$5:$BD$174,BW$11,FALSE)","v":483.09219140465495},{"$f":"VLOOKUP($B33,'IEA EFs - Grid'!$A$5:$BD$174,BX$11,FALSE)","v":481.22716336670919},{"$f":"VLOOKUP($B33,'IEA EFs - Grid'!$A$5:$BD$174,BY$11,FALSE)","v":479.36213532876343},{"$f":"VLOOKUP($B33,'IEA EFs - Grid'!$A$5:$BD$174,BZ$11,FALSE)","v":477.49710729081772},{"$f":"VLOOKUP($B33,'IEA EFs - Grid'!$A$5:$BD$174,CA$11,FALSE)","v":475.63207925287196},{"$f":"VLOOKUP($B33,'IEA EFs - Grid'!$A$5:$BD$174,CB$11,FALSE)","v":473.7670512149262},{"$f":"CB33","v":473.7670512149262},473.7670512149262,473.7670512149262,473.7670512149262,473.7670512149262,473.7670512149262,473.7670512149262,473.7670512149262,473.7670512149262,473.7670512149262,473.7670512149262,473.7670512149262,473.7670512149262,473.7670512149262,473.7670512149262,473.7670512149262,473.7670512149262,473.7670512149262,473.7670512149262,473.7670512149262,473.7670512149262,473.7670512149262,473.7670512149262,473.7670512149262,473.7670512149262,473.7670512149262,473.7670512149262,473.7670512149262,473.7670512149262,473.7670512149262]
["Hungary","Hungary",314.01240000000001,1085.4237000000001,851.28489999999999,370.63900000000001,null,510,511,512,513,514,515,516,517,518,519,520,521,522,523,524,525,526,527,528,529,530,531,532,533,534,535,536,537,538,539,540,541,542,543,544,545,546,547,548,549,550,null,{"$f":"VLOOKUP($B34,'IEA EFs - Grid'!$A$5:$BD$174,AX$11,FALSE)","v":317.08339999999998},{"$f":"VLOOKUP($B34,'IEA EFs - Grid'!$A$5:$BD$174,AY$11,FALSE)","v":316.5702},{"$f":"VLOOKUP($B34,'IEA EFs - Grid'!$A$5:$BD$174,AZ$11,FALSE)","v":314.01240000000001},{"$f":"VLOOKUP($B34,'IEA EFs - Grid'!$A$5:$BD$174,BA$11,FALSE)","v":306.45255006344507},{"$f":"VLOOKUP($B34,'IEA EFs - Grid'!$A$5:$BD$174,BB$11,FALSE)","v":298.89270012689008},{"$f":"VLOOKUP($B34,'IEA EFs - Grid'!$A$5:$BD$174,BC$11,FALSE)","v":291.33285019033514},{"$f":"VLOOKUP($B34,'IEA EFs - Grid'!$A$5:$BD$174,BD$11,FALSE)","v":285.62423962134136},{"$f":"VLOOKUP($B34,'IEA EFs - Grid'!$A$5:$BD$174,BE$11,FALSE)","v":279.91562905234758},{"$f":"VLOOKUP($B34,'IEA EFs - Grid'!$A$5:$BD$174,BF$11,FALSE)","v":274.20701848335381},{"$f":"VLOOKUP($B34,'IEA EFs - Grid'!$A$5:$BD$174,BG$11,FALSE)","v":268.49840791436003},{"$f":"VLOOKUP($B34,'IEA EFs - Grid'!$A$5:$BD$174,BH$11,FALSE)","v":262.78979734536625},{"$f":"VLOOKUP($B34,'IEA EFs - Grid'!$A$5:$BD$174,BI$11,FALSE)","v":260.80372229755642},{"$f":"VLOOKUP($B34,'IEA EFs - Grid'!$A$5:$BD$174,BJ$11,FALSE)","v":258.81764724974659},{"$f":"VLOOKUP($B34,'IEA EFs - Grid'!$A$5:$BD$174,BK$11,FALSE)","v":256.83157220193669},{"$f":"VLOOKUP($B34,'IEA EFs - Grid'!$A$5:$BD$174,BL$11,FALSE)","v":254.84549715412683},{"$f":"VLOOKUP($B34,'IEA EFs - Grid'!$A$5:$BD$174,BM$11,FALSE)","v":252.859422106317},{"$f":"VLOOKUP($B34,'IEA EFs - Grid'!$A$5:$BD$174,BN$11,FALSE)","v":250.02172603908778},{"$f":"VLOOKUP($B34,'IEA EFs - Grid'!$A$5:$BD$174,BO$11,FALSE)","v":247.18402997185859},{"$f":"VLOOKUP($B34,'IEA EFs - Grid'!$A$5:$BD$174,BP$11,FALSE)","v":244.34633390462938},{"$f":"VLOOKUP($B34,'IEA EFs - Grid'!$A$5:$BD$174,BQ$11,FALSE)","v":241.50863783740019},{"$f":"VLOOKUP($B34,'IEA EFs - Grid'!$A$5:$BD$174,BR$11,FALSE)","v":238.670941770171},{"$f":"VLOOKUP($B34,'IEA EFs - Grid'!$A$5:$BD$174,BS$11,FALSE)","v":235.25304209722589},{"$f":"VLOOKUP($B34,'IEA EFs - Grid'!$A$5:$BD$174,BT$11,FALSE)","v":231.83514242428078},{"$f":"VLOOKUP($B34,'IEA EFs - Grid'!$A$5:$BD$174,BU$11,FALSE)","v":228.41724275133566},{"$f":"VLOOKUP($B34,'IEA EFs - Grid'!$A$5:$BD$174,BV$11,FALSE)","v":224.99934307839052},{"$f":"VLOOKUP($B34,'IEA EFs - Grid'!$A$5:$BD$174,BW$11,FALSE)","v":221.58144340544541},{"$f":"VLOOKUP($B34,'IEA EFs - Grid'!$A$5:$BD$174,BX$11,FALSE)","v":220.72600501916546},{"$f":"VLOOKUP($B34,'IEA EFs - Grid'!$A$5:$BD$174,BY$11,FALSE)","v":219.8705666328855},{"$f":"VLOOKUP($B34,'IEA EFs - Grid'!$A$5:$BD$174,BZ$11,FALSE)","v":219.01512824660557},{"$f":"VLOOKUP($B34,'IEA EFs - Grid'!$A$5:$BD$174,CA$11,FALSE)","v":218.15968986032561},{"$f":"VLOOKUP($B34,'IEA EFs - Grid'!$A$5:$BD$174,CB$11,FALSE)","v":217.30425147404566},{"$f":"CB34","v":217.30425147404566},217.30425147404566,217.30425147404566,217.30425147404566,217.30425147404566,217.30425147404566,217.30425147404566,217.30425147404566,217.30425147404566,217.30425147404566,217.30425147404566,217.30425147404566,217.30425147404566,217.30425147404566,217.30425147404566,217.30425147404566,217.30425147404566,217.30425147404566,217.30425147404566,217.30425147404566,217.30425147404566,217.30425147404566,217.30425147404566,217.30425147404566,217.30425147404566,217.30425147404566,217.30425147404566,217.30425147404566,217.30425147404566,217.30425147404566]
["Iceland","Iceland",0.1779,{"$f":"$D$50","v":917.48320000000001},1040.6667,{"$f":"$F$50","v":359.07440000000003},null,510,511,512,513,514,515,516,517,518,519,520,521,522,523,524,525,526,527,528,529,530,531,532,533,534,535,536,537,538,539,540,541,542,543,544,545,546,547,548,549,550,null,{"$f":"VLOOKUP($B35,'IEA EFs - Grid'!$A$5:$BD$174,AX$11,FALSE)","v":0.183},{"$f":"VLOOKUP($B35,'IEA EFs - Grid'!$A$5:$BD$174,AY$11,FALSE)","v":0.18140000000000001},{"$f":"VLOOKUP($B35,'IEA EFs - Grid'!$A$5:$BD$174,AZ$11,FALSE)","v":0.1779},{"$f":"VLOOKUP($B35,'IEA EFs - Grid'!$A$5:$BD$174,BA$11,FALSE)","v":0.17361705670313299},{"$f":"VLOOKUP($B35,'IEA EFs - Grid'!$A$5:$BD$174,BB$11,FALSE)","v":0.16933411340626595},{"$f":"VLOOKUP($B35,'IEA EFs - Grid'!$A$5:$BD$174,BC$11,FALSE)","v":0.16505117010939893},{"$f":"VLOOKUP($B35,'IEA EFs - Grid'!$A$5:$BD$174,BD$11,FALSE)","v":0.16181702451443519},{"$f":"VLOOKUP($B35,'IEA EFs - Grid'!$A$5:$BD$174,BE$11,FALSE)","v":0.15858287891947145},{"$f":"VLOOKUP($B35,'IEA EFs - Grid'!$A$5:$BD$174,BF$11,FALSE)","v":0.15534873332450772},{"$f":"VLOOKUP($B35,'IEA EFs - Grid'!$A$5:$BD$174,BG$11,FALSE)","v":0.15211458772954398},{"$f":"VLOOKUP($B35,'IEA EFs - Grid'!$A$5:$BD$174,BH$11,FALSE)","v":0.14888044213458024},{"$f":"VLOOKUP($B35,'IEA EFs - Grid'!$A$5:$BD$174,BI$11,FALSE)","v":0.14775525487762678},{"$f":"VLOOKUP($B35,'IEA EFs - Grid'!$A$5:$BD$174,BJ$11,FALSE)","v":0.14663006762067332},{"$f":"VLOOKUP($B35,'IEA EFs - Grid'!$A$5:$BD$174,BK$11,FALSE)","v":0.14550488036371984},{"$f":"VLOOKUP($B35,'IEA EFs - Grid'!$A$5:$BD$174,BL$11,FALSE)","v":0.14437969310676638},{"$f":"VLOOKUP($B35,'IEA EFs - Grid'!$A$5:$BD$174,BM$11,FALSE)","v":0.14325450584981292},{"$f":"VLOOKUP($B35,'IEA EFs - Grid'!$A$5:$BD$174,BN$11,FALSE)","v":0.14164684280733408},{"$f":"VLOOKUP($B35,'IEA EFs - Grid'!$A$5:$BD$174,BO$11,FALSE)","v":0.14003917976485528},{"$f":"VLOOKUP($B35,'IEA EFs - Grid'!$A$5:$BD$174,BP$11,FALSE)","v":0.13843151672237644},{"$f":"VLOOKUP($B35,'IEA EFs - Grid'!$A$5:$BD$174,BQ$11,FALSE)","v":0.13682385367989763},{"$f":"VLOOKUP($B35,'IEA EFs - Grid'!$A$5:$BD$174,BR$11,FALSE)","v":0.13521619063741883},{"$f":"VLOOKUP($B35,'IEA EFs - Grid'!$A$5:$BD$174,BS$11,FALSE)","v":0.13327982012524497},{"$f":"VLOOKUP($B35,'IEA EFs - Grid'!$A$5:$BD$174,BT$11,FALSE)","v":0.13134344961307112},{"$f":"VLOOKUP($B35,'IEA EFs - Grid'!$A$5:$BD$174,BU$11,FALSE)","v":0.1294070791008973},{"$f":"VLOOKUP($B35,'IEA EFs - Grid'!$A$5:$BD$174,BV$11,FALSE)","v":0.12747070858872345},{"$f":"VLOOKUP($B35,'IEA EFs - Grid'!$A$5:$BD$174,BW$11,FALSE)","v":0.12553433807654962},{"$f":"VLOOKUP($B35,'IEA EFs - Grid'!$A$5:$BD$174,BX$11,FALSE)","v":0.12504969960711593},{"$f":"VLOOKUP($B35,'IEA EFs - Grid'!$A$5:$BD$174,BY$11,FALSE)","v":0.12456506113768223},{"$f":"VLOOKUP($B35,'IEA EFs - Grid'!$A$5:$BD$174,BZ$11,FALSE)","v":0.12408042266824854},{"$f":"VLOOKUP($B35,'IEA EFs - Grid'!$A$5:$BD$174,CA$11,FALSE)","v":0.12359578419881483},{"$f":"VLOOKUP($B35,'IEA EFs - Grid'!$A$5:$BD$174,CB$11,FALSE)","v":0.12311114572938112},{"$f":"CB35","v":0.12311114572938112},0.12311114572938112,0.12311114572938112,0.12311114572938112,0.12311114572938112,0.12311114572938112,0.12311114572938112,0.12311114572938112,0.12311114572938112,0.12311114572938112,0.12311114572938112,0.12311114572938112,0.12311114572938112,0.12311114572938112,0.12311114572938112,0.12311114572938112,0.12311114572938112,0.12311114572938112,0.12311114572938112,0.12311114572938112,0.12311114572938112,0.12311114572938112,0.12311114572938112,0.12311114572938112,0.12311114572938112,0.12311114572938112,0.12311114572938112,0.12311114572938112,0.12311114572938112,0.12311114572938112]
["Ireland","Ireland",456.58359999999999,857.84320000000002,710.49,385.3494,null,510,511,512,513,514,515,516,517,518,519,520,521,522,523,524,525,526,527,528,529,530,531,532,533,534,535,536,537,538,539,540,541,542,543,544,545,546,547,548,549,550,null,{"$f":"VLOOKUP($B36,'IEA EFs - Grid'!$A$5:$BD$174,AX$11,FALSE)","v":457.27629999999999},{"$f":"VLOOKUP($B36,'IEA EFs - Grid'!$A$5:$BD$174,AY$11,FALSE)","v":424.0489},{"$f":"VLOOKUP($B36,'IEA EFs - Grid'!$A$5:$BD$174,AZ$11,FALSE)","v":456.58359999999999},{"$f":"VLOOKUP($B36,'IEA EFs - Grid'!$A$5:$BD$174,BA$11,FALSE)","v":445.59134778482621},{"$f":"VLOOKUP($B36,'IEA EFs - Grid'!$A$5:$BD$174,BB$11,FALSE)","v":434.59909556965238},{"$f":"VLOOKUP($B36,'IEA EFs - Grid'!$A$5:$BD$174,BC$11,FALSE)","v":423.60684335447866},{"$f":"VLOOKUP($B36,'IEA EFs - Grid'!$A$5:$BD$174,BD$11,FALSE)","v":415.30634960140003},{"$f":"VLOOKUP($B36,'IEA EFs - Grid'!$A$5:$BD$174,BE$11,FALSE)","v":407.00585584832146},{"$f":"VLOOKUP($B36,'IEA EFs - Grid'!$A$5:$BD$174,BF$11,FALSE)","v":398.70536209524283},{"$f":"VLOOKUP($B36,'IEA EFs - Grid'!$A$5:$BD$174,BG$11,FALSE)","v":390.40486834216421},{"$f":"VLOOKUP($B36,'IEA EFs - Grid'!$A$5:$BD$174,BH$11,FALSE)","v":382.10437458908558},{"$f":"VLOOKUP($B36,'IEA EFs - Grid'!$A$5:$BD$174,BI$11,FALSE)","v":379.21656093841705},{"$f":"VLOOKUP($B36,'IEA EFs - Grid'!$A$5:$BD$174,BJ$11,FALSE)","v":376.32874728774851},{"$f":"VLOOKUP($B36,'IEA EFs - Grid'!$A$5:$BD$174,BK$11,FALSE)","v":373.44093363707992},{"$f":"VLOOKUP($B36,'IEA EFs - Grid'!$A$5:$BD$174,BL$11,FALSE)","v":370.55311998641133},{"$f":"VLOOKUP($B36,'IEA EFs - Grid'!$A$5:$BD$174,BM$11,FALSE)","v":367.6653063357428},{"$f":"VLOOKUP($B36,'IEA EFs - Grid'!$A$5:$BD$174,BN$11,FALSE)","v":363.53920976732269},{"$f":"VLOOKUP($B36,'IEA EFs - Grid'!$A$5:$BD$174,BO$11,FALSE)","v":359.41311319890264},{"$f":"VLOOKUP($B36,'IEA EFs - Grid'!$A$5:$BD$174,BP$11,FALSE)","v":355.28701663048253},{"$f":"VLOOKUP($B36,'IEA EFs - Grid'!$A$5:$BD$174,BQ$11,FALSE)","v":351.16092006206247},{"$f":"VLOOKUP($B36,'IEA EFs - Grid'!$A$5:$BD$174,BR$11,FALSE)","v":347.03482349364242},{"$f":"VLOOKUP($B36,'IEA EFs - Grid'!$A$5:$BD$174,BS$11,FALSE)","v":342.06509319919513},{"$f":"VLOOKUP($B36,'IEA EFs - Grid'!$A$5:$BD$174,BT$11,FALSE)","v":337.09536290474784},{"$f":"VLOOKUP($B36,'IEA EFs - Grid'!$A$5:$BD$174,BU$11,FALSE)","v":332.12563261030056},{"$f":"VLOOKUP($B36,'IEA EFs - Grid'!$A$5:$BD$174,BV$11,FALSE)","v":327.15590231585321},{"$f":"VLOOKUP($B36,'IEA EFs - Grid'!$A$5:$BD$174,BW$11,FALSE)","v":322.18617202140592},{"$f":"VLOOKUP($B36,'IEA EFs - Grid'!$A$5:$BD$174,BX$11,FALSE)","v":320.94233853589424},{"$f":"VLOOKUP($B36,'IEA EFs - Grid'!$A$5:$BD$174,BY$11,FALSE)","v":319.69850505038255},{"$f":"VLOOKUP($B36,'IEA EFs - Grid'!$A$5:$BD$174,BZ$11,FALSE)","v":318.45467156487086},{"$f":"VLOOKUP($B36,'IEA EFs - Grid'!$A$5:$BD$174,CA$11,FALSE)","v":317.21083807935918},{"$f":"VLOOKUP($B36,'IEA EFs - Grid'!$A$5:$BD$174,CB$11,FALSE)","v":315.96700459384749},{"$f":"CB36","v":315.96700459384749},315.96700459384749,315.96700459384749,315.96700459384749,315.96700459384749,315.96700459384749,315.96700459384749,315.96700459384749,315.96700459384749,315.96700459384749,315.96700459384749,315.96700459384749,315.96700459384749,315.96700459384749,315.96700459384749,315.96700459384749,315.96700459384749,315.96700459384749,315.96700459384749,315.96700459384749,315.96700459384749,315.96700459384749,315.96700459384749,315.96700459384749,315.96700459384749,315.96700459384749,315.96700459384749,315.96700459384749,315.96700459384749,315.96700459384749]
["Italy","Italy",385.04079999999999,900.39570000000003,757.4991,370.93520000000001,null,510,511,512,513,514,515,516,517,518,519,520,521,522,523,524,525,526,527,528,529,530,531,532,533,534,535,536,537,538,539,540,541,542,543,544,545,546,547,548,549,550,null,{"$f":"VLOOKUP($B37,'IEA EFs - Grid'!$A$5:$BD$174,AX$11,FALSE)","v":406.30759999999998},{"$f":"VLOOKUP($B37,'IEA EFs - Grid'!$A$5:$BD$174,AY$11,FALSE)","v":401.61709999999999},{"$f":"VLOOKUP($B37,'IEA EFs - Grid'!$A$5:$BD$174,AZ$11,FALSE)","v":385.04079999999999},{"$f":"VLOOKUP($B37,'IEA EFs - Grid'!$A$5:$BD$174,BA$11,FALSE)","v":375.77094101528775},{"$f":"VLOOKUP($B37,'IEA EFs - Grid'!$A$5:$BD$174,BB$11,FALSE)","v":366.50108203057539},{"$f":"VLOOKUP($B37,'IEA EFs - Grid'!$A$5:$BD$174,BC$11,FALSE)","v":357.23122304586315},{"$f":"VLOOKUP($B37,'IEA EFs - Grid'!$A$5:$BD$174,BD$11,FALSE)","v":350.23134667036391},{"$f":"VLOOKUP($B37,'IEA EFs - Grid'!$A$5:$BD$174,BE$11,FALSE)","v":343.23147029486466},{"$f":"VLOOKUP($B37,'IEA EFs - Grid'!$A$5:$BD$174,BF$11,FALSE)","v":336.23159391936542},{"$f":"VLOOKUP($B37,'IEA EFs - Grid'!$A$5:$BD$174,BG$11,FALSE)","v":329.23171754386618},{"$f":"VLOOKUP($B37,'IEA EFs - Grid'!$A$5:$BD$174,BH$11,FALSE)","v":322.23184116836694},{"$f":"VLOOKUP($B37,'IEA EFs - Grid'!$A$5:$BD$174,BI$11,FALSE)","v":319.79652356540367},{"$f":"VLOOKUP($B37,'IEA EFs - Grid'!$A$5:$BD$174,BJ$11,FALSE)","v":317.36120596244041},{"$f":"VLOOKUP($B37,'IEA EFs - Grid'!$A$5:$BD$174,BK$11,FALSE)","v":314.92588835947709},{"$f":"VLOOKUP($B37,'IEA EFs - Grid'!$A$5:$BD$174,BL$11,FALSE)","v":312.49057075651382},{"$f":"VLOOKUP($B37,'IEA EFs - Grid'!$A$5:$BD$174,BM$11,FALSE)","v":310.05525315355055},{"$f":"VLOOKUP($B37,'IEA EFs - Grid'!$A$5:$BD$174,BN$11,FALSE)","v":306.57568112428424},{"$f":"VLOOKUP($B37,'IEA EFs - Grid'!$A$5:$BD$174,BO$11,FALSE)","v":303.09610909501794},{"$f":"VLOOKUP($B37,'IEA EFs - Grid'!$A$5:$BD$174,BP$11,FALSE)","v":299.61653706575157},{"$f":"VLOOKUP($B37,'IEA EFs - Grid'!$A$5:$BD$174,BQ$11,FALSE)","v":296.13696503648526},{"$f":"VLOOKUP($B37,'IEA EFs - Grid'!$A$5:$BD$174,BR$11,FALSE)","v":292.65739300721896},{"$f":"VLOOKUP($B37,'IEA EFs - Grid'!$A$5:$BD$174,BS$11,FALSE)","v":288.46637754289168},{"$f":"VLOOKUP($B37,'IEA EFs - Grid'!$A$5:$BD$174,BT$11,FALSE)","v":284.2753620785644},{"$f":"VLOOKUP($B37,'IEA EFs - Grid'!$A$5:$BD$174,BU$11,FALSE)","v":280.08434661423712},{"$f":"VLOOKUP($B37,'IEA EFs - Grid'!$A$5:$BD$174,BV$11,FALSE)","v":275.89333114990984},{"$f":"VLOOKUP($B37,'IEA EFs - Grid'!$A$5:$BD$174,BW$11,FALSE)","v":271.70231568558256},{"$f":"VLOOKUP($B37,'IEA EFs - Grid'!$A$5:$BD$174,BX$11,FALSE)","v":270.65338041868245},{"$f":"VLOOKUP($B37,'IEA EFs - Grid'!$A$5:$BD$174,BY$11,FALSE)","v":269.60444515178233},{"$f":"VLOOKUP($B37,'IEA EFs - Grid'!$A$5:$BD$174,BZ$11,FALSE)","v":268.55550988488227},{"$f":"VLOOKUP($B37,'IEA EFs - Grid'!$A$5:$BD$174,CA$11,FALSE)","v":267.50657461798215},{"$f":"VLOOKUP($B37,'IEA EFs - Grid'!$A$5:$BD$174,CB$11,FALSE)","v":266.45763935108204},{"$f":"CB37","v":266.45763935108204},266.45763935108204,266.45763935108204,266.45763935108204,266.45763935108204,266.45763935108204,266.45763935108204,266.45763935108204,266.45763935108204,266.45763935108204,266.45763935108204,266.45763935108204,266.45763935108204,266.45763935108204,266.45763935108204,266.45763935108204,266.45763935108204,266.45763935108204,266.45763935108204,266.45763935108204,266.45763935108204,266.45763935108204,266.45763935108204,266.45763935108204,266.45763935108204,266.45763935108204,266.45763935108204,266.45763935108204,266.45763935108204,266.45763935108204]
["Luxembourg","Luxembourg",340.3408,{"$f":"$D$50","v":917.48320000000001},{"$f":"$E$50","v":690.57929999999999},357.65460000000002,null,510,511,512,513,514,515,516,517,518,519,520,521,522,523,524,525,526,527,528,529,530,531,532,533,534,535,536,537,538,539,540,541,542,543,544,545,546,547,548,549,550,null,{"$f":"VLOOKUP($B38,'IEA EFs - Grid'!$A$5:$BD$174,AX$11,FALSE)","v":342.85300000000001},{"$f":"VLOOKUP($B38,'IEA EFs - Grid'!$A$5:$BD$174,AY$11,FALSE)","v":343.02120000000002},{"$f":"VLOOKUP($B38,'IEA EFs - Grid'!$A$5:$BD$174,AZ$11,FALSE)","v":340.3408},{"$f":"VLOOKUP($B38,'IEA EFs - Grid'!$A$5:$BD$174,BA$11,FALSE)","v":332.14709371551231},{"$f":"VLOOKUP($B38,'IEA EFs - Grid'!$A$5:$BD$174,BB$11,FALSE)","v":323.95338743102457},{"$f":"VLOOKUP($B38,'IEA EFs - Grid'!$A$5:$BD$174,BC$11,FALSE)","v":315.75968114653693},{"$f":"VLOOKUP($B38,'IEA EFs - Grid'!$A$5:$BD$174,BD$11,FALSE)","v":309.57243157314497},{"$f":"VLOOKUP($B38,'IEA EFs - Grid'!$A$5:$BD$174,BE$11,FALSE)","v":303.385181999753},{"$f":"VLOOKUP($B38,'IEA EFs - Grid'!$A$5:$BD$174,BF$11,FALSE)","v":297.19793242636104},{"$f":"VLOOKUP($B38,'IEA EFs - Grid'!$A$5:$BD$174,BG$11,FALSE)","v":291.01068285296907},{"$f":"VLOOKUP($B38,'IEA EFs - Grid'!$A$5:$BD$174,BH$11,FALSE)","v":284.8234332795771},{"$f":"VLOOKUP($B38,'IEA EFs - Grid'!$A$5:$BD$174,BI$11,FALSE)","v":282.67083557760213},{"$f":"VLOOKUP($B38,'IEA EFs - Grid'!$A$5:$BD$174,BJ$11,FALSE)","v":280.51823787562716},{"$f":"VLOOKUP($B38,'IEA EFs - Grid'!$A$5:$BD$174,BK$11,FALSE)","v":278.36564017365214},{"$f":"VLOOKUP($B38,'IEA EFs - Grid'!$A$5:$BD$174,BL$11,FALSE)","v":276.21304247167717},{"$f":"VLOOKUP($B38,'IEA EFs - Grid'!$A$5:$BD$174,BM$11,FALSE)","v":274.0604447697022},{"$f":"VLOOKUP($B38,'IEA EFs - Grid'!$A$5:$BD$174,BN$11,FALSE)","v":270.98482180169952},{"$f":"VLOOKUP($B38,'IEA EFs - Grid'!$A$5:$BD$174,BO$11,FALSE)","v":267.90919883369691},{"$f":"VLOOKUP($B38,'IEA EFs - Grid'!$A$5:$BD$174,BP$11,FALSE)","v":264.83357586569423},{"$f":"VLOOKUP($B38,'IEA EFs - Grid'!$A$5:$BD$174,BQ$11,FALSE)","v":261.75795289769155},{"$f":"VLOOKUP($B38,'IEA EFs - Grid'!$A$5:$BD$174,BR$11,FALSE)","v":258.68232992968888},{"$f":"VLOOKUP($B38,'IEA EFs - Grid'!$A$5:$BD$174,BS$11,FALSE)","v":254.97785612862279},{"$f":"VLOOKUP($B38,'IEA EFs - Grid'!$A$5:$BD$174,BT$11,FALSE)","v":251.2733823275567},{"$f":"VLOOKUP($B38,'IEA EFs - Grid'!$A$5:$BD$174,BU$11,FALSE)","v":247.56890852649065},{"$f":"VLOOKUP($B38,'IEA EFs - Grid'!$A$5:$BD$174,BV$11,FALSE)","v":243.86443472542456},{"$f":"VLOOKUP($B38,'IEA EFs - Grid'!$A$5:$BD$174,BW$11,FALSE)","v":240.1599609243585},{"$f":"VLOOKUP($B38,'IEA EFs - Grid'!$A$5:$BD$174,BX$11,FALSE)","v":239.23279822397714},{"$f":"VLOOKUP($B38,'IEA EFs - Grid'!$A$5:$BD$174,BY$11,FALSE)","v":238.30563552359581},{"$f":"VLOOKUP($B38,'IEA EFs - Grid'!$A$5:$BD$174,BZ$11,FALSE)","v":237.37847282321448},{"$f":"VLOOKUP($B38,'IEA EFs - Grid'!$A$5:$BD$174,CA$11,FALSE)","v":236.45131012283312},{"$f":"VLOOKUP($B38,'IEA EFs - Grid'!$A$5:$BD$174,CB$11,FALSE)","v":235.52414742245176},{"$f":"CB38","v":235.52414742245176},235.52414742245176,235.52414742245176,235.52414742245176,235.52414742245176,235.52414742245176,235.52414742245176,235.52414742245176,235.52414742245176,235.52414742245176,235.52414742245176,235.52414742245176,235.52414742245176,235.52414742245176,235.52414742245176,235.52414742245176,235.52414742245176,235.52414742245176,235.52414742245176,235.52414742245176,235.52414742245176,235.52414742245176,235.52414742245176,235.52414742245176,235.52414742245176,235.52414742245176,235.52414742245176,235.52414742245176,235.52414742245176,235.52414742245176]
["Netherlands","Netherlands",440.69659999999999,912.89919999999995,703.0788,300.13510000000002,null,510,511,512,513,514,515,516,517,518,519,520,521,522,523,524,525,526,527,528,529,530,531,532,533,534,535,536,537,538,539,540,541,542,543,544,545,546,547,548,549,550,null,{"$f":"VLOOKUP($B39,'IEA EFs - Grid'!$A$5:$BD$174,AX$11,FALSE)","v":415.47500000000002},{"$f":"VLOOKUP($B39,'IEA EFs - Grid'!$A$5:$BD$174,AY$11,FALSE)","v":404.53219999999999},{"$f":"VLOOKUP($B39,'IEA EFs - Grid'!$A$5:$BD$174,AZ$11,FALSE)","v":440.69659999999999},{"$f":"VLOOKUP($B39,'IEA EFs - Grid'!$A$5:$BD$174,BA$11,FALSE)","v":430.08682738098884},{"$f":"VLOOKUP($B39,'IEA EFs - Grid'!$A$5:$BD$174,BB$11,FALSE)","v":419.47705476197757},{"$f":"VLOOKUP($B39,'IEA EFs - Grid'!$A$5:$BD$174,BC$11,FALSE)","v":408.86728214296642},{"$f":"VLOOKUP($B39,'IEA EFs - Grid'!$A$5:$BD$174,BD$11,FALSE)","v":400.85560722669044},{"$f":"VLOOKUP($B39,'IEA EFs - Grid'!$A$5:$BD$174,BE$11,FALSE)","v":392.84393231041446},{"$f":"VLOOKUP($B39,'IEA EFs - Grid'!$A$5:$BD$174,BF$11,FALSE)","v":384.83225739413848},{"$f":"VLOOKUP($B39,'IEA EFs - Grid'!$A$5:$BD$174,BG$11,FALSE)","v":376.8205824778625},{"$f":"VLOOKUP($B39,'IEA EFs - Grid'!$A$5:$BD$174,BH$11,FALSE)","v":368.80890756158652},{"$f":"VLOOKUP($B39,'IEA EFs - Grid'!$A$5:$BD$174,BI$11,FALSE)","v":366.02157648512383},{"$f":"VLOOKUP($B39,'IEA EFs - Grid'!$A$5:$BD$174,BJ$11,FALSE)","v":363.23424540866114},{"$f":"VLOOKUP($B39,'IEA EFs - Grid'!$A$5:$BD$174,BK$11,FALSE)","v":360.44691433219839},{"$f":"VLOOKUP($B39,'IEA EFs - Grid'!$A$5:$BD$174,BL$11,FALSE)","v":357.65958325573564},{"$f":"VLOOKUP($B39,'IEA EFs - Grid'!$A$5:$BD$174,BM$11,FALSE)","v":354.87225217927295},{"$f":"VLOOKUP($B39,'IEA EFs - Grid'!$A$5:$BD$174,BN$11,FALSE)","v":350.88972471009885},{"$f":"VLOOKUP($B39,'IEA EFs - Grid'!$A$5:$BD$174,BO$11,FALSE)","v":346.9071972409248},{"$f":"VLOOKUP($B39,'IEA EFs - Grid'!$A$5:$BD$174,BP$11,FALSE)","v":342.9246697717507},{"$f":"VLOOKUP($B39,'IEA EFs - Grid'!$A$5:$BD$174,BQ$11,FALSE)","v":338.94214230257666},{"$f":"VLOOKUP($B39,'IEA EFs - Grid'!$A$5:$BD$174,BR$11,FALSE)","v":334.95961483340255},{"$f":"VLOOKUP($B39,'IEA EFs - Grid'!$A$5:$BD$174,BS$11,FALSE)","v":330.1628081945309},{"$f":"VLOOKUP($B39,'IEA EFs - Grid'!$A$5:$BD$174,BT$11,FALSE)","v":325.36600155565924},{"$f":"VLOOKUP($B39,'IEA EFs - Grid'!$A$5:$BD$174,BU$11,FALSE)","v":320.56919491678758},{"$f":"VLOOKUP($B39,'IEA EFs - Grid'!$A$5:$BD$174,BV$11,FALSE)","v":315.77238827791592},{"$f":"VLOOKUP($B39,'IEA EFs - Grid'!$A$5:$BD$174,BW$11,FALSE)","v":310.97558163904426},{"$f":"VLOOKUP($B39,'IEA EFs - Grid'!$A$5:$BD$174,BX$11,FALSE)","v":309.77502781268879},{"$f":"VLOOKUP($B39,'IEA EFs - Grid'!$A$5:$BD$174,BY$11,FALSE)","v":308.57447398633332},{"$f":"VLOOKUP($B39,'IEA EFs - Grid'!$A$5:$BD$174,BZ$11,FALSE)","v":307.3739201599779},{"$f":"VLOOKUP($B39,'IEA EFs - Grid'!$A$5:$BD$174,CA$11,FALSE)","v":306.17336633362243},{"$f":"VLOOKUP($B39,'IEA EFs - Grid'!$A$5:$BD$174,CB$11,FALSE)","v":304.97281250726695},{"$f":"CB39","v":304.97281250726695},304.97281250726695,304.97281250726695,304.97281250726695,304.97281250726695,304.97281250726695,304.97281250726695,304.97281250726695,304.97281250726695,304.97281250726695,304.97281250726695,304.97281250726695,304.97281250726695,304.97281250726695,304.97281250726695,304.97281250726695,304.97281250726695,304.97281250726695,304.97281250726695,304.97281250726695,304.97281250726695,304.97281250726695,304.97281250726695,304.97281250726695,304.97281250726695,304.97281250726695,304.97281250726695,304.97281250726695,304.97281250726695,304.97281250726695]
["Norway","Norway",8.0572999999999997,1191.7299,304.37299999999999,338.78710000000001,null,510,511,512,513,514,515,516,517,518,519,520,521,522,523,524,525,526,527,528,529,530,531,532,533,534,535,536,537,538,539,540,541,542,543,544,545,546,547,548,549,550,null,{"$f":"VLOOKUP($B40,'IEA EFs - Grid'!$A$5:$BD$174,AX$11,FALSE)","v":16.427399999999999},{"$f":"VLOOKUP($B40,'IEA EFs - Grid'!$A$5:$BD$174,AY$11,FALSE)","v":12.9239},{"$f":"VLOOKUP($B40,'IEA EFs - Grid'!$A$5:$BD$174,AZ$11,FALSE)","v":8.0572999999999997},{"$f":"VLOOKUP($B40,'IEA EFs - Grid'!$A$5:$BD$174,BA$11,FALSE)","v":7.8633204664089567},{"$f":"VLOOKUP($B40,'IEA EFs - Grid'!$A$5:$BD$174,BB$11,FALSE)","v":7.6693409328179118},{"$f":"VLOOKUP($B40,'IEA EFs - Grid'!$A$5:$BD$174,BC$11,FALSE)","v":7.4753613992268688},{"$f":"VLOOKUP($B40,'IEA EFs - Grid'!$A$5:$BD$174,BD$11,FALSE)","v":7.3288831457007229},{"$f":"VLOOKUP($B40,'IEA EFs - Grid'!$A$5:$BD$174,BE$11,FALSE)","v":7.1824048921745778},{"$f":"VLOOKUP($B40,'IEA EFs - Grid'!$A$5:$BD$174,BF$11,FALSE)","v":7.0359266386484327},{"$f":"VLOOKUP($B40,'IEA EFs - Grid'!$A$5:$BD$174,BG$11,FALSE)","v":6.8894483851222867},{"$f":"VLOOKUP($B40,'IEA EFs - Grid'!$A$5:$BD$174,BH$11,FALSE)","v":6.7429701315961408},{"$f":"VLOOKUP($B40,'IEA EFs - Grid'!$A$5:$BD$174,BI$11,FALSE)","v":6.6920090788392486},{"$f":"VLOOKUP($B40,'IEA EFs - Grid'!$A$5:$BD$174,BJ$11,FALSE)","v":6.6410480260823563},{"$f":"VLOOKUP($B40,'IEA EFs - Grid'!$A$5:$BD$174,BK$11,FALSE)","v":6.5900869733254632},{"$f":"VLOOKUP($B40,'IEA EFs - Grid'!$A$5:$BD$174,BL$11,FALSE)","v":6.539125920568571},{"$f":"VLOOKUP($B40,'IEA EFs - Grid'!$A$5:$BD$174,BM$11,FALSE)","v":6.4881648678116788},{"$f":"VLOOKUP($B40,'IEA EFs - Grid'!$A$5:$BD$174,BN$11,FALSE)","v":6.4153519199074367},{"$f":"VLOOKUP($B40,'IEA EFs - Grid'!$A$5:$BD$174,BO$11,FALSE)","v":6.3425389720031955},{"$f":"VLOOKUP($B40,'IEA EFs - Grid'!$A$5:$BD$174,BP$11,FALSE)","v":6.2697260240989534},{"$f":"VLOOKUP($B40,'IEA EFs - Grid'!$A$5:$BD$174,BQ$11,FALSE)","v":6.1969130761947122},{"$f":"VLOOKUP($B40,'IEA EFs - Grid'!$A$5:$BD$174,BR$11,FALSE)","v":6.124100128290471},{"$f":"VLOOKUP($B40,'IEA EFs - Grid'!$A$5:$BD$174,BS$11,FALSE)","v":6.0363996329125156},{"$f":"VLOOKUP($B40,'IEA EFs - Grid'!$A$5:$BD$174,BT$11,FALSE)","v":5.9486991375345601},{"$f":"VLOOKUP($B40,'IEA EFs - Grid'!$A$5:$BD$174,BU$11,FALSE)","v":5.8609986421566047},{"$f":"VLOOKUP($B40,'IEA EFs - Grid'!$A$5:$BD$174,BV$11,FALSE)","v":5.7732981467786493},{"$f":"VLOOKUP($B40,'IEA EFs - Grid'!$A$5:$BD$174,BW$11,FALSE)","v":5.6855976514006938},{"$f":"VLOOKUP($B40,'IEA EFs - Grid'!$A$5:$BD$174,BX$11,FALSE)","v":5.6636478057583766},{"$f":"VLOOKUP($B40,'IEA EFs - Grid'!$A$5:$BD$174,BY$11,FALSE)","v":5.6416979601160602},{"$f":"VLOOKUP($B40,'IEA EFs - Grid'!$A$5:$BD$174,BZ$11,FALSE)","v":5.6197481144737438},{"$f":"VLOOKUP($B40,'IEA EFs - Grid'!$A$5:$BD$174,CA$11,FALSE)","v":5.5977982688314265},{"$f":"VLOOKUP($B40,'IEA EFs - Grid'!$A$5:$BD$174,CB$11,FALSE)","v":5.5758484231891092},{"$f":"CB40","v":5.5758484231891092},5.5758484231891092,5.5758484231891092,5.5758484231891092,5.5758484231891092,5.5758484231891092,5.5758484231891092,5.5758484231891092,5.5758484231891092,5.5758484231891092,5.5758484231891092,5.5758484231891092,5.5758484231891092,5.5758484231891092,5.5758484231891092,5.5758484231891092,5.5758484231891092,5.5758484231891092,5.5758484231891092,5.5758484231891092,5.5758484231891092,5.5758484231891092,5.5758484231891092,5.5758484231891092,5.5758484231891092,5.5758484231891092,5.5758484231891092,5.5758484231891092,5.5758484231891092,5.5758484231891092]
["Poland","Poland",755.83529999999996,874.21640000000002,484.0102,337.33870000000002,null,510,511,512,513,514,515,516,517,518,519,520,521,522,523,524,525,526,527,528,529,530,531,532,533,534,535,536,537,538,539,540,541,542,543,544,545,546,547,548,549,550,null,{"$f":"VLOOKUP($B41,'IEA EFs - Grid'!$A$5:$BD$174,AX$11,FALSE)","v":783.1739},{"$f":"VLOOKUP($B41,'IEA EFs - Grid'!$A$5:$BD$174,AY$11,FALSE)","v":782.63779999999997},{"$f":"VLOOKUP($B41,'IEA EFs - Grid'!$A$5:$BD$174,AZ$11,FALSE)","v":755.83529999999996},{"$f":"VLOOKUP($B41,'IEA EFs - Grid'!$A$5:$BD$174,BA$11,FALSE)","v":737.63856176688887},{"$f":"VLOOKUP($B41,'IEA EFs - Grid'!$A$5:$BD$174,BB$11,FALSE)","v":719.44182353377755},{"$f":"VLOOKUP($B41,'IEA EFs - Grid'!$A$5:$BD$174,BC$11,FALSE)","v":701.24508530066646},{"$f":"VLOOKUP($B41,'IEA EFs - Grid'!$A$5:$BD$174,BD$11,FALSE)","v":687.50432416512353},{"$f":"VLOOKUP($B41,'IEA EFs - Grid'!$A$5:$BD$174,BE$11,FALSE)","v":673.76356302958061},{"$f":"VLOOKUP($B41,'IEA EFs - Grid'!$A$5:$BD$174,BF$11,FALSE)","v":660.02280189403768},{"$f":"VLOOKUP($B41,'IEA EFs - Grid'!$A$5:$BD$174,BG$11,FALSE)","v":646.28204075849476},{"$f":"VLOOKUP($B41,'IEA EFs - Grid'!$A$5:$BD$174,BH$11,FALSE)","v":632.54127962295183},{"$f":"VLOOKUP($B41,'IEA EFs - Grid'!$A$5:$BD$174,BI$11,FALSE)","v":627.76074984265051},{"$f":"VLOOKUP($B41,'IEA EFs - Grid'!$A$5:$BD$174,BJ$11,FALSE)","v":622.9802200623493},{"$f":"VLOOKUP($B41,'IEA EFs - Grid'!$A$5:$BD$174,BK$11,FALSE)","v":618.19969028204798},{"$f":"VLOOKUP($B41,'IEA EFs - Grid'!$A$5:$BD$174,BL$11,FALSE)","v":613.41916050174666},{"$f":"VLOOKUP($B41,'IEA EFs - Grid'!$A$5:$BD$174,BM$11,FALSE)","v":608.63863072144545},{"$f":"VLOOKUP($B41,'IEA EFs - Grid'!$A$5:$BD$174,BN$11,FALSE)","v":601.80822893386312},{"$f":"VLOOKUP($B41,'IEA EFs - Grid'!$A$5:$BD$174,BO$11,FALSE)","v":594.9778271462809},{"$f":"VLOOKUP($B41,'IEA EFs - Grid'!$A$5:$BD$174,BP$11,FALSE)","v":588.14742535869857},{"$f":"VLOOKUP($B41,'IEA EFs - Grid'!$A$5:$BD$174,BQ$11,FALSE)","v":581.31702357111635},{"$f":"VLOOKUP($B41,'IEA EFs - Grid'!$A$5:$BD$174,BR$11,FALSE)","v":574.48662178353402},{"$f":"VLOOKUP($B41,'IEA EFs - Grid'!$A$5:$BD$174,BS$11,FALSE)","v":566.25965614564723},{"$f":"VLOOKUP($B41,'IEA EFs - Grid'!$A$5:$BD$174,BT$11,FALSE)","v":558.03269050776044},{"$f":"VLOOKUP($B41,'IEA EFs - Grid'!$A$5:$BD$174,BU$11,FALSE)","v":549.80572486987364},{"$f":"VLOOKUP($B41,'IEA EFs - Grid'!$A$5:$BD$174,BV$11,FALSE)","v":541.57875923198674},{"$f":"VLOOKUP($B41,'IEA EFs - Grid'!$A$5:$BD$174,BW$11,FALSE)","v":533.35179359409995},{"$f":"VLOOKUP($B41,'IEA EFs - Grid'!$A$5:$BD$174,BX$11,FALSE)","v":531.29273309417886},{"$f":"VLOOKUP($B41,'IEA EFs - Grid'!$A$5:$BD$174,BY$11,FALSE)","v":529.23367259425777},{"$f":"VLOOKUP($B41,'IEA EFs - Grid'!$A$5:$BD$174,BZ$11,FALSE)","v":527.17461209433668},{"$f":"VLOOKUP($B41,'IEA EFs - Grid'!$A$5:$BD$174,CA$11,FALSE)","v":525.11555159441559},{"$f":"VLOOKUP($B41,'IEA EFs - Grid'!$A$5:$BD$174,CB$11,FALSE)","v":523.0564910944945},{"$f":"CB41","v":523.0564910944945},523.0564910944945,523.0564910944945,523.0564910944945,523.0564910944945,523.0564910944945,523.0564910944945,523.0564910944945,523.0564910944945,523.0564910944945,523.0564910944945,523.0564910944945,523.0564910944945,523.0564910944945,523.0564910944945,523.0564910944945,523.0564910944945,523.0564910944945,523.0564910944945,523.0564910944945,523.0564910944945,523.0564910944945,523.0564910944945,523.0564910944945,523.0564910944945,523.0564910944945,523.0564910944945,523.0564910944945,523.0564910944945,523.0564910944945]
["Portugal","Portugal",363.95909999999998,861.59159999999997,528.9271,351.45780000000002,null,510,511,512,513,514,515,516,517,518,519,520,521,522,523,524,525,526,527,528,529,530,531,532,533,534,535,536,537,538,539,540,541,542,543,544,545,546,{"$f":"MOD(AS41,100)+500","v":547},548,549,550,null,{"$f":"VLOOKUP($B42,'IEA EFs - Grid'!$A$5:$BD$174,AX$11,FALSE)","v":255.32},{"$f":"VLOOKUP($B42,'IEA EFs - Grid'!$A$5:$BD$174,AY$11,FALSE)","v":303.43970000000002},{"$f":"VLOOKUP($B42,'IEA EFs - Grid'!$A$5:$BD$174,AZ$11,FALSE)","v":363.95909999999998},{"$f":"VLOOKUP($B42,'IEA EFs - Grid'!$A$5:$BD$174,BA$11,FALSE)","v":355.19678303721889},{"$f":"VLOOKUP($B42,'IEA EFs - Grid'!$A$5:$BD$174,BB$11,FALSE)","v":346.43446607443775},{"$f":"VLOOKUP($B42,'IEA EFs - Grid'!$A$5:$BD$174,BC$11,FALSE)","v":337.67214911165672},{"$f":"VLOOKUP($B42,'IEA EFs - Grid'!$A$5:$BD$174,BD$11,FALSE)","v":331.0555289879245},{"$f":"VLOOKUP($B42,'IEA EFs - Grid'!$A$5:$BD$174,BE$11,FALSE)","v":324.43890886419229},{"$f":"VLOOKUP($B42,'IEA EFs - Grid'!$A$5:$BD$174,BF$11,FALSE)","v":317.82228874046007},{"$f":"VLOOKUP($B42,'IEA EFs - Grid'!$A$5:$BD$174,BG$11,FALSE)","v":311.20566861672785},{"$f":"VLOOKUP($B42,'IEA EFs - Grid'!$A$5:$BD$174,BH$11,FALSE)","v":304.58904849299563},{"$f":"VLOOKUP($B42,'IEA EFs - Grid'!$A$5:$BD$174,BI$11,FALSE)","v":302.28706905863783},{"$f":"VLOOKUP($B42,'IEA EFs - Grid'!$A$5:$BD$174,BJ$11,FALSE)","v":299.98508962428002},{"$f":"VLOOKUP($B42,'IEA EFs - Grid'!$A$5:$BD$174,BK$11,FALSE)","v":297.68311018992216},{"$f":"VLOOKUP($B42,'IEA EFs - Grid'!$A$5:$BD$174,BL$11,FALSE)","v":295.38113075556436},{"$f":"VLOOKUP($B42,'IEA EFs - Grid'!$A$5:$BD$174,BM$11,FALSE)","v":293.07915132120661},{"$f":"VLOOKUP($B42,'IEA EFs - Grid'!$A$5:$BD$174,BN$11,FALSE)","v":289.79009233276446},{"$f":"VLOOKUP($B42,'IEA EFs - Grid'!$A$5:$BD$174,BO$11,FALSE)","v":286.50103334432237},{"$f":"VLOOKUP($B42,'IEA EFs - Grid'!$A$5:$BD$174,BP$11,FALSE)","v":283.21197435588022},{"$f":"VLOOKUP($B42,'IEA EFs - Grid'!$A$5:$BD$174,BQ$11,FALSE)","v":279.92291536743812},{"$f":"VLOOKUP($B42,'IEA EFs - Grid'!$A$5:$BD$174,BR$11,FALSE)","v":276.63385637899603},{"$f":"VLOOKUP($B42,'IEA EFs - Grid'!$A$5:$BD$174,BS$11,FALSE)","v":272.67230680689187},{"$f":"VLOOKUP($B42,'IEA EFs - Grid'!$A$5:$BD$174,BT$11,FALSE)","v":268.71075723478771},{"$f":"VLOOKUP($B42,'IEA EFs - Grid'!$A$5:$BD$174,BU$11,FALSE)","v":264.74920766268355},{"$f":"VLOOKUP($B42,'IEA EFs - Grid'!$A$5:$BD$174,BV$11,FALSE)","v":260.78765809057938},{"$f":"VLOOKUP($B42,'IEA EFs - Grid'!$A$5:$BD$174,BW$11,FALSE)","v":256.82610851847522},{"$f":"VLOOKUP($B42,'IEA EFs - Grid'!$A$5:$BD$174,BX$11,FALSE)","v":255.83460440852318},{"$f":"VLOOKUP($B42,'IEA EFs - Grid'!$A$5:$BD$174,BY$11,FALSE)","v":254.84310029857113},{"$f":"VLOOKUP($B42,'IEA EFs - Grid'!$A$5:$BD$174,BZ$11,FALSE)","v":253.85159618861911},{"$f":"VLOOKUP($B42,'IEA EFs - Grid'!$A$5:$BD$174,CA$11,FALSE)","v":252.86009207866707},{"$f":"VLOOKUP($B42,'IEA EFs - Grid'!$A$5:$BD$174,CB$11,FALSE)","v":251.86858796871502},{"$f":"CB42","v":251.86858796871502},251.86858796871502,251.86858796871502,251.86858796871502,251.86858796871502,251.86858796871502,251.86858796871502,251.86858796871502,251.86858796871502,251.86858796871502,251.86858796871502,251.86858796871502,251.86858796871502,251.86858796871502,251.86858796871502,251.86858796871502,251.86858796871502,251.86858796871502,251.86858796871502,251.86858796871502,251.86858796871502,251.86858796871502,251.86858796871502,251.86858796871502,251.86858796871502,251.86858796871502,251.86858796871502,251.86858796871502,251.86858796871502,251.86858796871502]
["Slovak Republic","Slovakia",194.3861,1043.6219000000001,767.25229999999999,336.15199999999999,null,510,511,512,513,514,515,516,517,518,519,520,521,522,523,524,525,526,527,528,529,530,{"$f":"MOD(AC42,100)+500","v":531},532,533,534,535,536,537,538,539,540,541,542,543,544,545,546,547,548,549,550,null,{"$f":"VLOOKUP($B43,'IEA EFs - Grid'!$A$5:$BD$174,AX$11,FALSE)","v":197.04390000000001},{"$f":"VLOOKUP($B43,'IEA EFs - Grid'!$A$5:$BD$174,AY$11,FALSE)","v":199.85489999999999},{"$f":"VLOOKUP($B43,'IEA EFs - Grid'!$A$5:$BD$174,AZ$11,FALSE)","v":194.3861},{"$f":"VLOOKUP($B43,'IEA EFs - Grid'!$A$5:$BD$174,BA$11,FALSE)","v":189.70625377178683},{"$f":"VLOOKUP($B43,'IEA EFs - Grid'!$A$5:$BD$174,BB$11,FALSE)","v":185.02640754357364},{"$f":"VLOOKUP($B43,'IEA EFs - Grid'!$A$5:$BD$174,BC$11,FALSE)","v":180.3465613153605},{"$f":"VLOOKUP($B43,'IEA EFs - Grid'!$A$5:$BD$174,BD$11,FALSE)","v":176.81270550289744},{"$f":"VLOOKUP($B43,'IEA EFs - Grid'!$A$5:$BD$174,BE$11,FALSE)","v":173.27884969043438},{"$f":"VLOOKUP($B43,'IEA EFs - Grid'!$A$5:$BD$174,BF$11,FALSE)","v":169.74499387797132},{"$f":"VLOOKUP($B43,'IEA EFs - Grid'!$A$5:$BD$174,BG$11,FALSE)","v":166.21113806550827},{"$f":"VLOOKUP($B43,'IEA EFs - Grid'!$A$5:$BD$174,BH$11,FALSE)","v":162.67728225304521},{"$f":"VLOOKUP($B43,'IEA EFs - Grid'!$A$5:$BD$174,BI$11,FALSE)","v":161.44782321623305},{"$f":"VLOOKUP($B43,'IEA EFs - Grid'!$A$5:$BD$174,BJ$11,FALSE)","v":160.21836417942092},{"$f":"VLOOKUP($B43,'IEA EFs - Grid'!$A$5:$BD$174,BK$11,FALSE)","v":158.98890514260873},{"$f":"VLOOKUP($B43,'IEA EFs - Grid'!$A$5:$BD$174,BL$11,FALSE)","v":157.75944610579657},{"$f":"VLOOKUP($B43,'IEA EFs - Grid'!$A$5:$BD$174,BM$11,FALSE)","v":156.52998706898444},{"$f":"VLOOKUP($B43,'IEA EFs - Grid'!$A$5:$BD$174,BN$11,FALSE)","v":154.77334092541167},{"$f":"VLOOKUP($B43,'IEA EFs - Grid'!$A$5:$BD$174,BO$11,FALSE)","v":153.01669478183894},{"$f":"VLOOKUP($B43,'IEA EFs - Grid'!$A$5:$BD$174,BP$11,FALSE)","v":151.26004863826617},{"$f":"VLOOKUP($B43,'IEA EFs - Grid'!$A$5:$BD$174,BQ$11,FALSE)","v":149.50340249469343},{"$f":"VLOOKUP($B43,'IEA EFs - Grid'!$A$5:$BD$174,BR$11,FALSE)","v":147.74675635112069},{"$f":"VLOOKUP($B43,'IEA EFs - Grid'!$A$5:$BD$174,BS$11,FALSE)","v":145.63094121893141},{"$f":"VLOOKUP($B43,'IEA EFs - Grid'!$A$5:$BD$174,BT$11,FALSE)","v":143.51512608674213},{"$f":"VLOOKUP($B43,'IEA EFs - Grid'!$A$5:$BD$174,BU$11,FALSE)","v":141.39931095455285},{"$f":"VLOOKUP($B43,'IEA EFs - Grid'!$A$5:$BD$174,BV$11,FALSE)","v":139.28349582236353},{"$f":"VLOOKUP($B43,'IEA EFs - Grid'!$A$5:$BD$174,BW$11,FALSE)","v":137.16768069017425},{"$f":"VLOOKUP($B43,'IEA EFs - Grid'!$A$5:$BD$174,BX$11,FALSE)","v":136.63813048228675},{"$f":"VLOOKUP($B43,'IEA EFs - Grid'!$A$5:$BD$174,BY$11,FALSE)","v":136.10858027439926},{"$f":"VLOOKUP($B43,'IEA EFs - Grid'!$A$5:$BD$174,BZ$11,FALSE)","v":135.57903006651176},{"$f":"VLOOKUP($B43,'IEA EFs - Grid'!$A$5:$BD$174,CA$11,FALSE)","v":135.04947985862427},{"$f":"VLOOKUP($B43,'IEA EFs - Grid'!$A$5:$BD$174,CB$11,FALSE)","v":134.51992965073677},{"$f":"CB43","v":134.51992965073677},134.51992965073677,134.51992965073677,134.51992965073677,134.51992965073677,134.51992965073677,134.51992965073677,134.51992965073677,134.51992965073677,134.51992965073677,134.51992965073677,134.51992965073677,134.51992965073677,134.51992965073677,134.51992965073677,134.51992965073677,134.51992965073677,134.51992965073677,134.51992965073677,134.51992965073677,134.51992965073677,134.51992965073677,134.51992965073677,134.51992965073677,134.51992965073677,134.51992965073677,134.51992965073677,134.51992965073677,134.51992965073677,134.51992965073677]
["Slovenia","Slovenia",331.47609999999997,952.66920000000005,1041,371.8492,null,510,511,512,513,514,515,516,517,518,519,520,521,522,523,524,525,526,527,528,529,530,531,532,533,534,535,536,537,538,539,540,541,542,543,544,545,546,547,548,549,550,null,{"$f":"VLOOKUP($B44,'IEA EFs - Grid'!$A$5:$BD$174,AX$11,FALSE)","v":324.9119},{"$f":"VLOOKUP($B44,'IEA EFs - Grid'!$A$5:$BD$174,AY$11,FALSE)","v":338.20330000000001},{"$f":"VLOOKUP($B44,'IEA EFs - Grid'!$A$5:$BD$174,AZ$11,FALSE)","v":331.47609999999997},{"$f":"VLOOKUP($B44,'IEA EFs - Grid'!$A$5:$BD$174,BA$11,FALSE)","v":323.49581140771994},{"$f":"VLOOKUP($B44,'IEA EFs - Grid'!$A$5:$BD$174,BB$11,FALSE)","v":315.51552281543985},{"$f":"VLOOKUP($B44,'IEA EFs - Grid'!$A$5:$BD$174,BC$11,FALSE)","v":307.53523422315982},{"$f":"VLOOKUP($B44,'IEA EFs - Grid'!$A$5:$BD$174,BD$11,FALSE)","v":301.50914108852936},{"$f":"VLOOKUP($B44,'IEA EFs - Grid'!$A$5:$BD$174,BE$11,FALSE)","v":295.4830479538989},{"$f":"VLOOKUP($B44,'IEA EFs - Grid'!$A$5:$BD$174,BF$11,FALSE)","v":289.45695481926845},{"$f":"VLOOKUP($B44,'IEA EFs - Grid'!$A$5:$BD$174,BG$11,FALSE)","v":283.43086168463799},{"$f":"VLOOKUP($B44,'IEA EFs - Grid'!$A$5:$BD$174,BH$11,FALSE)","v":277.40476855000753},{"$f":"VLOOKUP($B44,'IEA EFs - Grid'!$A$5:$BD$174,BI$11,FALSE)","v":275.30823856853124},{"$f":"VLOOKUP($B44,'IEA EFs - Grid'!$A$5:$BD$174,BJ$11,FALSE)","v":273.21170858705494},{"$f":"VLOOKUP($B44,'IEA EFs - Grid'!$A$5:$BD$174,BK$11,FALSE)","v":271.11517860557859},{"$f":"VLOOKUP($B44,'IEA EFs - Grid'!$A$5:$BD$174,BL$11,FALSE)","v":269.0186486241023},{"$f":"VLOOKUP($B44,'IEA EFs - Grid'!$A$5:$BD$174,BM$11,FALSE)","v":266.922118642626},{"$f":"VLOOKUP($B44,'IEA EFs - Grid'!$A$5:$BD$174,BN$11,FALSE)","v":263.9266050089272},{"$f":"VLOOKUP($B44,'IEA EFs - Grid'!$A$5:$BD$174,BO$11,FALSE)","v":260.93109137522845},{"$f":"VLOOKUP($B44,'IEA EFs - Grid'!$A$5:$BD$174,BP$11,FALSE)","v":257.93557774152964},{"$f":"VLOOKUP($B44,'IEA EFs - Grid'!$A$5:$BD$174,BQ$11,FALSE)","v":254.94006410783086},{"$f":"VLOOKUP($B44,'IEA EFs - Grid'!$A$5:$BD$174,BR$11,FALSE)","v":251.94455047413209},{"$f":"VLOOKUP($B44,'IEA EFs - Grid'!$A$5:$BD$174,BS$11,FALSE)","v":248.33656539526538},{"$f":"VLOOKUP($B44,'IEA EFs - Grid'!$A$5:$BD$174,BT$11,FALSE)","v":244.72858031639868},{"$f":"VLOOKUP($B44,'IEA EFs - Grid'!$A$5:$BD$174,BU$11,FALSE)","v":241.12059523753197},{"$f":"VLOOKUP($B44,'IEA EFs - Grid'!$A$5:$BD$174,BV$11,FALSE)","v":237.51261015866527},{"$f":"VLOOKUP($B44,'IEA EFs - Grid'!$A$5:$BD$174,BW$11,FALSE)","v":233.90462507979856},{"$f":"VLOOKUP($B44,'IEA EFs - Grid'!$A$5:$BD$174,BX$11,FALSE)","v":233.00161175906862},{"$f":"VLOOKUP($B44,'IEA EFs - Grid'!$A$5:$BD$174,BY$11,FALSE)","v":232.09859843833871},{"$f":"VLOOKUP($B44,'IEA EFs - Grid'!$A$5:$BD$174,BZ$11,FALSE)","v":231.1955851176088},{"$f":"VLOOKUP($B44,'IEA EFs - Grid'!$A$5:$BD$174,CA$11,FALSE)","v":230.29257179687889},{"$f":"VLOOKUP($B44,'IEA EFs - Grid'!$A$5:$BD$174,CB$11,FALSE)","v":229.38955847614898},{"$f":"CB44","v":229.38955847614898},229.38955847614898,229.38955847614898,229.38955847614898,229.38955847614898,229.38955847614898,229.38955847614898,229.38955847614898,229.38955847614898,229.38955847614898,229.38955847614898,229.38955847614898,229.38955847614898,229.38955847614898,229.38955847614898,229.38955847614898,229.38955847614898,229.38955847614898,229.38955847614898,229.38955847614898,229.38955847614898,229.38955847614898,229.38955847614898,229.38955847614898,229.38955847614898,229.38955847614898,229.38955847614898,229.38955847614898,229.38955847614898,229.38955847614898]
["Spain","Spain",305.35539999999997,927.68790000000001,708.73649999999998,356.82209999999998,null,510,511,512,513,514,515,516,517,518,519,520,521,522,523,524,525,526,527,528,529,530,531,532,533,534,535,536,537,538,539,540,541,542,543,544,545,546,547,548,549,550,null,{"$f":"VLOOKUP($B45,'IEA EFs - Grid'!$A$5:$BD$174,AX$11,FALSE)","v":237.27860000000001},{"$f":"VLOOKUP($B45,'IEA EFs - Grid'!$A$5:$BD$174,AY$11,FALSE)","v":292.40109999999999},{"$f":"VLOOKUP($B45,'IEA EFs - Grid'!$A$5:$BD$174,AZ$11,FALSE)","v":305.35539999999997},{"$f":"VLOOKUP($B45,'IEA EFs - Grid'!$A$5:$BD$174,BA$11,FALSE)","v":298.0039673772223},{"$f":"VLOOKUP($B45,'IEA EFs - Grid'!$A$5:$BD$174,BB$11,FALSE)","v":290.65253475444456},{"$f":"VLOOKUP($B45,'IEA EFs - Grid'!$A$5:$BD$174,BC$11,FALSE)","v":283.30110213166694},{"$f":"VLOOKUP($B45,'IEA EFs - Grid'!$A$5:$BD$174,BD$11,FALSE)","v":277.74987210463831},{"$f":"VLOOKUP($B45,'IEA EFs - Grid'!$A$5:$BD$174,BE$11,FALSE)","v":272.19864207760969},{"$f":"VLOOKUP($B45,'IEA EFs - Grid'!$A$5:$BD$174,BF$11,FALSE)","v":266.64741205058107},{"$f":"VLOOKUP($B45,'IEA EFs - Grid'!$A$5:$BD$174,BG$11,FALSE)","v":261.09618202355244},{"$f":"VLOOKUP($B45,'IEA EFs - Grid'!$A$5:$BD$174,BH$11,FALSE)","v":255.54495199652385},{"$f":"VLOOKUP($B45,'IEA EFs - Grid'!$A$5:$BD$174,BI$11,FALSE)","v":253.61363100202172},{"$f":"VLOOKUP($B45,'IEA EFs - Grid'!$A$5:$BD$174,BJ$11,FALSE)","v":251.68231000751962},{"$f":"VLOOKUP($B45,'IEA EFs - Grid'!$A$5:$BD$174,BK$11,FALSE)","v":249.75098901301746},{"$f":"VLOOKUP($B45,'IEA EFs - Grid'!$A$5:$BD$174,BL$11,FALSE)","v":247.81966801851533},{"$f":"VLOOKUP($B45,'IEA EFs - Grid'!$A$5:$BD$174,BM$11,FALSE)","v":245.88834702401323},{"$f":"VLOOKUP($B45,'IEA EFs - Grid'!$A$5:$BD$174,BN$11,FALSE)","v":243.12888332867124},{"$f":"VLOOKUP($B45,'IEA EFs - Grid'!$A$5:$BD$174,BO$11,FALSE)","v":240.3694196333293},{"$f":"VLOOKUP($B45,'IEA EFs - Grid'!$A$5:$BD$174,BP$11,FALSE)","v":237.60995593798731},{"$f":"VLOOKUP($B45,'IEA EFs - Grid'!$A$5:$BD$174,BQ$11,FALSE)","v":234.85049224264534},{"$f":"VLOOKUP($B45,'IEA EFs - Grid'!$A$5:$BD$174,BR$11,FALSE)","v":232.09102854730338},{"$f":"VLOOKUP($B45,'IEA EFs - Grid'!$A$5:$BD$174,BS$11,FALSE)","v":228.7673568649366},{"$f":"VLOOKUP($B45,'IEA EFs - Grid'!$A$5:$BD$174,BT$11,FALSE)","v":225.44368518256985},{"$f":"VLOOKUP($B45,'IEA EFs - Grid'!$A$5:$BD$174,BU$11,FALSE)","v":222.1200135002031},{"$f":"VLOOKUP($B45,'IEA EFs - Grid'!$A$5:$BD$174,BV$11,FALSE)","v":218.79634181783632},{"$f":"VLOOKUP($B45,'IEA EFs - Grid'!$A$5:$BD$174,BW$11,FALSE)","v":215.47267013546957},{"$f":"VLOOKUP($B45,'IEA EFs - Grid'!$A$5:$BD$174,BX$11,FALSE)","v":214.64081530866059},{"$f":"VLOOKUP($B45,'IEA EFs - Grid'!$A$5:$BD$174,BY$11,FALSE)","v":213.80896048185161},{"$f":"VLOOKUP($B45,'IEA EFs - Grid'!$A$5:$BD$174,BZ$11,FALSE)","v":212.97710565504266},{"$f":"VLOOKUP($B45,'IEA EFs - Grid'!$A$5:$BD$174,CA$11,FALSE)","v":212.14525082823369},{"$f":"VLOOKUP($B45,'IEA EFs - Grid'!$A$5:$BD$174,CB$11,FALSE)","v":211.31339600142471},{"$f":"CB45","v":211.31339600142471},211.31339600142471,211.31339600142471,211.31339600142471,211.31339600142471,211.31339600142471,211.31339600142471,211.31339600142471,211.31339600142471,211.31339600142471,211.31339600142471,211.31339600142471,211.31339600142471,211.31339600142471,211.31339600142471,211.31339600142471,211.31339600142471,211.31339600142471,211.31339600142471,211.31339600142471,211.31339600142471,211.31339600142471,211.31339600142471,211.31339600142471,211.31339600142471,211.31339600142471,211.31339600142471,211.31339600142471,211.31339600142471,211.31339600142471]
["Sweden","Sweden",12.357900000000001,704.76710000000003,398.2251,214.38130000000001,null,510,511,512,513,514,515,516,517,518,519,520,521,522,523,524,525,526,527,528,529,530,531,532,533,534,535,536,537,538,539,540,541,542,543,544,545,546,547,548,549,550,null,{"$f":"VLOOKUP($B46,'IEA EFs - Grid'!$A$5:$BD$174,AX$11,FALSE)","v":26.329499999999999},{"$f":"VLOOKUP($B46,'IEA EFs - Grid'!$A$5:$BD$174,AY$11,FALSE)","v":17.155899999999999},{"$f":"VLOOKUP($B46,'IEA EFs - Grid'!$A$5:$BD$174,AZ$11,FALSE)","v":12.357900000000001},{"$f":"VLOOKUP($B46,'IEA EFs - Grid'!$A$5:$BD$174,BA$11,FALSE)","v":12.060383502145291},{"$f":"VLOOKUP($B46,'IEA EFs - Grid'!$A$5:$BD$174,BB$11,FALSE)","v":11.762867004290579},{"$f":"VLOOKUP($B46,'IEA EFs - Grid'!$A$5:$BD$174,BC$11,FALSE)","v":11.46535050643587},{"$f":"VLOOKUP($B46,'IEA EFs - Grid'!$A$5:$BD$174,BD$11,FALSE)","v":11.24068919194457},{"$f":"VLOOKUP($B46,'IEA EFs - Grid'!$A$5:$BD$174,BE$11,FALSE)","v":11.01602787745327},{"$f":"VLOOKUP($B46,'IEA EFs - Grid'!$A$5:$BD$174,BF$11,FALSE)","v":10.79136656296197},{"$f":"VLOOKUP($B46,'IEA EFs - Grid'!$A$5:$BD$174,BG$11,FALSE)","v":10.56670524847067},{"$f":"VLOOKUP($B46,'IEA EFs - Grid'!$A$5:$BD$174,BH$11,FALSE)","v":10.342043933979371},{"$f":"VLOOKUP($B46,'IEA EFs - Grid'!$A$5:$BD$174,BI$11,FALSE)","v":10.263882317325603},{"$f":"VLOOKUP($B46,'IEA EFs - Grid'!$A$5:$BD$174,BJ$11,FALSE)","v":10.185720700671837},{"$f":"VLOOKUP($B46,'IEA EFs - Grid'!$A$5:$BD$174,BK$11,FALSE)","v":10.107559084018067},{"$f":"VLOOKUP($B46,'IEA EFs - Grid'!$A$5:$BD$174,BL$11,FALSE)","v":10.0293974673643},{"$f":"VLOOKUP($B46,'IEA EFs - Grid'!$A$5:$BD$174,BM$11,FALSE)","v":9.9512358507105336},{"$f":"VLOOKUP($B46,'IEA EFs - Grid'!$A$5:$BD$174,BN$11,FALSE)","v":9.8395588461425234},{"$f":"VLOOKUP($B46,'IEA EFs - Grid'!$A$5:$BD$174,BO$11,FALSE)","v":9.727881841574515},{"$f":"VLOOKUP($B46,'IEA EFs - Grid'!$A$5:$BD$174,BP$11,FALSE)","v":9.6162048370065047},{"$f":"VLOOKUP($B46,'IEA EFs - Grid'!$A$5:$BD$174,BQ$11,FALSE)","v":9.5045278324384945},{"$f":"VLOOKUP($B46,'IEA EFs - Grid'!$A$5:$BD$174,BR$11,FALSE)","v":9.3928508278704843},{"$f":"VLOOKUP($B46,'IEA EFs - Grid'!$A$5:$BD$174,BS$11,FALSE)","v":9.2583400175703545},{"$f":"VLOOKUP($B46,'IEA EFs - Grid'!$A$5:$BD$174,BT$11,FALSE)","v":9.1238292072702247},{"$f":"VLOOKUP($B46,'IEA EFs - Grid'!$A$5:$BD$174,BU$11,FALSE)","v":8.9893183969700949},{"$f":"VLOOKUP($B46,'IEA EFs - Grid'!$A$5:$BD$174,BV$11,FALSE)","v":8.8548075866699651},{"$f":"VLOOKUP($B46,'IEA EFs - Grid'!$A$5:$BD$174,BW$11,FALSE)","v":8.7202967763698354},{"$f":"VLOOKUP($B46,'IEA EFs - Grid'!$A$5:$BD$174,BX$11,FALSE)","v":8.6866311566879091},{"$f":"VLOOKUP($B46,'IEA EFs - Grid'!$A$5:$BD$174,BY$11,FALSE)","v":8.6529655370059828},{"$f":"VLOOKUP($B46,'IEA EFs - Grid'!$A$5:$BD$174,BZ$11,FALSE)","v":8.6192999173240565},{"$f":"VLOOKUP($B46,'IEA EFs - Grid'!$A$5:$BD$174,CA$11,FALSE)","v":8.5856342976421303},{"$f":"VLOOKUP($B46,'IEA EFs - Grid'!$A$5:$BD$174,CB$11,FALSE)","v":8.551968677960204},{"$f":"CB46","v":8.551968677960204},8.551968677960204,8.551968677960204,8.551968677960204,8.551968677960204,8.551968677960204,8.551968677960204,8.551968677960204,8.551968677960204,8.551968677960204,8.551968677960204,8.551968677960204,8.551968677960204,8.551968677960204,8.551968677960204,8.551968677960204,8.551968677960204,8.551968677960204,8.551968677960204,8.551968677960204,8.551968677960204,8.551968677960204,8.551968677960204,8.551968677960204,8.551968677960204,8.551968677960204,8.551968677960204,8.551968677960204,8.551968677960204,8.551968677960204]
["Switzerland","Switzerland",28.036300000000001,{"$f":"$D$50","v":917.48320000000001},424.65320000000003,257.98930000000001,null,510,511,512,513,514,515,516,517,518,519,520,521,522,523,524,525,526,527,528,529,530,531,532,533,534,535,536,537,538,539,540,541,542,543,544,545,546,547,548,549,550,null,{"$f":"VLOOKUP($B47,'IEA EFs - Grid'!$A$5:$BD$174,AX$11,FALSE)","v":27.285499999999999},{"$f":"VLOOKUP($B47,'IEA EFs - Grid'!$A$5:$BD$174,AY$11,FALSE)","v":29.8431},{"$f":"VLOOKUP($B47,'IEA EFs - Grid'!$A$5:$BD$174,AZ$11,FALSE)","v":28.036300000000001},{"$f":"VLOOKUP($B47,'IEA EFs - Grid'!$A$5:$BD$174,BA$11,FALSE)","v":27.361325951917074},{"$f":"VLOOKUP($B47,'IEA EFs - Grid'!$A$5:$BD$174,BB$11,FALSE)","v":26.68635190383414},{"$f":"VLOOKUP($B47,'IEA EFs - Grid'!$A$5:$BD$174,BC$11,FALSE)","v":26.011377855751213},{"$f":"VLOOKUP($B47,'IEA EFs - Grid'!$A$5:$BD$174,BD$11,FALSE)","v":25.501689962867111},{"$f":"VLOOKUP($B47,'IEA EFs - Grid'!$A$5:$BD$174,BE$11,FALSE)","v":24.992002069983009},{"$f":"VLOOKUP($B47,'IEA EFs - Grid'!$A$5:$BD$174,BF$11,FALSE)","v":24.482314177098907},{"$f":"VLOOKUP($B47,'IEA EFs - Grid'!$A$5:$BD$174,BG$11,FALSE)","v":23.972626284214805},{"$f":"VLOOKUP($B47,'IEA EFs - Grid'!$A$5:$BD$174,BH$11,FALSE)","v":23.462938391330702},{"$f":"VLOOKUP($B47,'IEA EFs - Grid'!$A$5:$BD$174,BI$11,FALSE)","v":23.285613560009036},{"$f":"VLOOKUP($B47,'IEA EFs - Grid'!$A$5:$BD$174,BJ$11,FALSE)","v":23.10828872868737},{"$f":"VLOOKUP($B47,'IEA EFs - Grid'!$A$5:$BD$174,BK$11,FALSE)","v":22.9309638973657},{"$f":"VLOOKUP($B47,'IEA EFs - Grid'!$A$5:$BD$174,BL$11,FALSE)","v":22.753639066044034},{"$f":"VLOOKUP($B47,'IEA EFs - Grid'!$A$5:$BD$174,BM$11,FALSE)","v":22.576314234722368},{"$f":"VLOOKUP($B47,'IEA EFs - Grid'!$A$5:$BD$174,BN$11,FALSE)","v":22.322953226527602},{"$f":"VLOOKUP($B47,'IEA EFs - Grid'!$A$5:$BD$174,BO$11,FALSE)","v":22.06959221833284},{"$f":"VLOOKUP($B47,'IEA EFs - Grid'!$A$5:$BD$174,BP$11,FALSE)","v":21.816231210138074},{"$f":"VLOOKUP($B47,'IEA EFs - Grid'!$A$5:$BD$174,BQ$11,FALSE)","v":21.562870201943309},{"$f":"VLOOKUP($B47,'IEA EFs - Grid'!$A$5:$BD$174,BR$11,FALSE)","v":21.309509193748543},{"$f":"VLOOKUP($B47,'IEA EFs - Grid'!$A$5:$BD$174,BS$11,FALSE)","v":21.004345255634661},{"$f":"VLOOKUP($B47,'IEA EFs - Grid'!$A$5:$BD$174,BT$11,FALSE)","v":20.699181317520779},{"$f":"VLOOKUP($B47,'IEA EFs - Grid'!$A$5:$BD$174,BU$11,FALSE)","v":20.394017379406897},{"$f":"VLOOKUP($B47,'IEA EFs - Grid'!$A$5:$BD$174,BV$11,FALSE)","v":20.088853441293015},{"$f":"VLOOKUP($B47,'IEA EFs - Grid'!$A$5:$BD$174,BW$11,FALSE)","v":19.783689503179133},{"$f":"VLOOKUP($B47,'IEA EFs - Grid'!$A$5:$BD$174,BX$11,FALSE)","v":19.707312496318064},{"$f":"VLOOKUP($B47,'IEA EFs - Grid'!$A$5:$BD$174,BY$11,FALSE)","v":19.630935489456995},{"$f":"VLOOKUP($B47,'IEA EFs - Grid'!$A$5:$BD$174,BZ$11,FALSE)","v":19.55455848259593},{"$f":"VLOOKUP($B47,'IEA EFs - Grid'!$A$5:$BD$174,CA$11,FALSE)","v":19.478181475734861},{"$f":"VLOOKUP($B47,'IEA EFs - Grid'!$A$5:$BD$174,CB$11,FALSE)","v":19.401804468873792},{"$f":"CB47","v":19.401804468873792},19.401804468873792,19.401804468873792,19.401804468873792,19.401804468873792,19.401804468873792,19.401804468873792,19.401804468873792,19.401804468873792,19.401804468873792,19.401804468873792,19.401804468873792,19.401804468873792,19.401804468873792,19.401804468873792,19.401804468873792,19.401804468873792,19.401804468873792,19.401804468873792,19.401804468873792,19.401804468873792,19.401804468873792,19.401804468873792,19.401804468873792,19.401804468873792,19.401804468873792,19.401804468873792,19.401804468873792,19.401804468873792,19.401804468873792]
["Turkey","Turkey",459.1454,1024.6189999999999,642.71379999999999,373.39429999999999,null,510,511,512,513,514,515,516,517,518,519,520,521,522,523,524,525,526,527,528,529,530,531,532,533,534,535,536,537,538,539,540,541,542,543,544,545,546,547,548,549,550,null,{"$f":"VLOOKUP($B48,'IEA EFs - Grid'!$A$5:$BD$174,AX$11,FALSE)","v":459.59800000000001},{"$f":"VLOOKUP($B48,'IEA EFs - Grid'!$A$5:$BD$174,AY$11,FALSE)","v":471.50599999999997},{"$f":"VLOOKUP($B48,'IEA EFs - Grid'!$A$5:$BD$174,AZ$11,FALSE)","v":459.1454},{"$f":"VLOOKUP($B48,'IEA EFs - Grid'!$A$5:$BD$174,BA$11,FALSE)","v":448.09147243835116},{"$f":"VLOOKUP($B48,'IEA EFs - Grid'!$A$5:$BD$174,BB$11,FALSE)","v":437.03754487670227},{"$f":"VLOOKUP($B48,'IEA EFs - Grid'!$A$5:$BD$174,BC$11,FALSE)","v":425.98361731505349},{"$f":"VLOOKUP($B48,'IEA EFs - Grid'!$A$5:$BD$174,BD$11,FALSE)","v":417.6365511382246},{"$f":"VLOOKUP($B48,'IEA EFs - Grid'!$A$5:$BD$174,BE$11,FALSE)","v":409.28948496139571},{"$f":"VLOOKUP($B48,'IEA EFs - Grid'!$A$5:$BD$174,BF$11,FALSE)","v":400.94241878456683},{"$f":"VLOOKUP($B48,'IEA EFs - Grid'!$A$5:$BD$174,BG$11,FALSE)","v":392.59535260773794},{"$f":"VLOOKUP($B48,'IEA EFs - Grid'!$A$5:$BD$174,BH$11,FALSE)","v":384.24828643090905},{"$f":"VLOOKUP($B48,'IEA EFs - Grid'!$A$5:$BD$174,BI$11,FALSE)","v":381.34426983074718},{"$f":"VLOOKUP($B48,'IEA EFs - Grid'!$A$5:$BD$174,BJ$11,FALSE)","v":378.44025323058531},{"$f":"VLOOKUP($B48,'IEA EFs - Grid'!$A$5:$BD$174,BK$11,FALSE)","v":375.53623663042339},{"$f":"VLOOKUP($B48,'IEA EFs - Grid'!$A$5:$BD$174,BL$11,FALSE)","v":372.63222003026146},{"$f":"VLOOKUP($B48,'IEA EFs - Grid'!$A$5:$BD$174,BM$11,FALSE)","v":369.7282034300996},{"$f":"VLOOKUP($B48,'IEA EFs - Grid'!$A$5:$BD$174,BN$11,FALSE)","v":365.57895615239215},{"$f":"VLOOKUP($B48,'IEA EFs - Grid'!$A$5:$BD$174,BO$11,FALSE)","v":361.42970887468476},{"$f":"VLOOKUP($B48,'IEA EFs - Grid'!$A$5:$BD$174,BP$11,FALSE)","v":357.28046159697732},{"$f":"VLOOKUP($B48,'IEA EFs - Grid'!$A$5:$BD$174,BQ$11,FALSE)","v":353.13121431926987},{"$f":"VLOOKUP($B48,'IEA EFs - Grid'!$A$5:$BD$174,BR$11,FALSE)","v":348.98196704156243},{"$f":"VLOOKUP($B48,'IEA EFs - Grid'!$A$5:$BD$174,BS$11,FALSE)","v":343.98435257635577},{"$f":"VLOOKUP($B48,'IEA EFs - Grid'!$A$5:$BD$174,BT$11,FALSE)","v":338.98673811114912},{"$f":"VLOOKUP($B48,'IEA EFs - Grid'!$A$5:$BD$174,BU$11,FALSE)","v":333.98912364594247},{"$f":"VLOOKUP($B48,'IEA EFs - Grid'!$A$5:$BD$174,BV$11,FALSE)","v":328.99150918073582},{"$f":"VLOOKUP($B48,'IEA EFs - Grid'!$A$5:$BD$174,BW$11,FALSE)","v":323.99389471552917},{"$f":"VLOOKUP($B48,'IEA EFs - Grid'!$A$5:$BD$174,BX$11,FALSE)","v":322.74308232708887},{"$f":"VLOOKUP($B48,'IEA EFs - Grid'!$A$5:$BD$174,BY$11,FALSE)","v":321.49226993864858},{"$f":"VLOOKUP($B48,'IEA EFs - Grid'!$A$5:$BD$174,BZ$11,FALSE)","v":320.24145755020834},{"$f":"VLOOKUP($B48,'IEA EFs - Grid'!$A$5:$BD$174,CA$11,FALSE)","v":318.99064516176804},{"$f":"VLOOKUP($B48,'IEA EFs - Grid'!$A$5:$BD$174,CB$11,FALSE)","v":317.73983277332775},{"$f":"CB48","v":317.73983277332775},317.73983277332775,317.73983277332775,317.73983277332775,317.73983277332775,317.73983277332775,317.73983277332775,317.73983277332775,317.73983277332775,317.73983277332775,317.73983277332775,317.73983277332775,317.73983277332775,317.73983277332775,317.73983277332775,317.73983277332775,317.73983277332775,317.73983277332775,317.73983277332775,317.73983277332775,317.73983277332775,317.73983277332775,317.73983277332775,317.73983277332775,317.73983277332775,317.73983277332775,317.73983277332775,317.73983277332775,317.73983277332775,317.73983277332775]
["United Kingdom","United Kingdom",479.47829999999999,892.97889999999995,761.78660000000002,386.89659999999998,null,510,511,512,513,514,515,516,517,518,519,520,521,522,523,524,525,526,527,528,529,530,531,532,533,534,535,536,537,538,539,540,541,542,543,544,545,546,547,548,549,550,null,{"$f":"VLOOKUP($B49,'IEA EFs - Grid'!$A$5:$BD$174,AX$11,FALSE)","v":444.72160000000002},{"$f":"VLOOKUP($B49,'IEA EFs - Grid'!$A$5:$BD$174,AY$11,FALSE)","v":434.67770000000002},{"$f":"VLOOKUP($B49,'IEA EFs - Grid'!$A$5:$BD$174,AZ$11,FALSE)","v":479.47829999999999},{"$f":"VLOOKUP($B49,'IEA EFs - Grid'!$A$5:$BD$174,BA$11,FALSE)","v":467.93485777977406},{"$f":"VLOOKUP($B49,'IEA EFs - Grid'!$A$5:$BD$174,BB$11,FALSE)","v":456.39141555954802},{"$f":"VLOOKUP($B49,'IEA EFs - Grid'!$A$5:$BD$174,BC$11,FALSE)","v":444.84797333932215},{"$f":"VLOOKUP($B49,'IEA EFs - Grid'!$A$5:$BD$174,BD$11,FALSE)","v":436.13126377312932},{"$f":"VLOOKUP($B49,'IEA EFs - Grid'!$A$5:$BD$174,BE$11,FALSE)","v":427.41455420693654},{"$f":"VLOOKUP($B49,'IEA EFs - Grid'!$A$5:$BD$174,BF$11,FALSE)","v":418.69784464074377},{"$f":"VLOOKUP($B49,'IEA EFs - Grid'!$A$5:$BD$174,BG$11,FALSE)","v":409.98113507455093},{"$f":"VLOOKUP($B49,'IEA EFs - Grid'!$A$5:$BD$174,BH$11,FALSE)","v":401.26442550835816},{"$f":"VLOOKUP($B49,'IEA EFs - Grid'!$A$5:$BD$174,BI$11,FALSE)","v":398.23180677229459},{"$f":"VLOOKUP($B49,'IEA EFs - Grid'!$A$5:$BD$174,BJ$11,FALSE)","v":395.19918803623102},{"$f":"VLOOKUP($B49,'IEA EFs - Grid'!$A$5:$BD$174,BK$11,FALSE)","v":392.1665693001674},{"$f":"VLOOKUP($B49,'IEA EFs - Grid'!$A$5:$BD$174,BL$11,FALSE)","v":389.13395056410383},{"$f":"VLOOKUP($B49,'IEA EFs - Grid'!$A$5:$BD$174,BM$11,FALSE)","v":386.10133182804026},{"$f":"VLOOKUP($B49,'IEA EFs - Grid'!$A$5:$BD$174,BN$11,FALSE)","v":381.76833833405163},{"$f":"VLOOKUP($B49,'IEA EFs - Grid'!$A$5:$BD$174,BO$11,FALSE)","v":377.43534484006307},{"$f":"VLOOKUP($B49,'IEA EFs - Grid'!$A$5:$BD$174,BP$11,FALSE)","v":373.10235134607444},{"$f":"VLOOKUP($B49,'IEA EFs - Grid'!$A$5:$BD$174,BQ$11,FALSE)","v":368.76935785208588},{"$f":"VLOOKUP($B49,'IEA EFs - Grid'!$A$5:$BD$174,BR$11,FALSE)","v":364.43636435809731},{"$f":"VLOOKUP($B49,'IEA EFs - Grid'!$A$5:$BD$174,BS$11,FALSE)","v":359.21743438987221},{"$f":"VLOOKUP($B49,'IEA EFs - Grid'!$A$5:$BD$174,BT$11,FALSE)","v":353.99850442164711},{"$f":"VLOOKUP($B49,'IEA EFs - Grid'!$A$5:$BD$174,BU$11,FALSE)","v":348.77957445342201},{"$f":"VLOOKUP($B49,'IEA EFs - Grid'!$A$5:$BD$174,BV$11,FALSE)","v":343.56064448519692},{"$f":"VLOOKUP($B49,'IEA EFs - Grid'!$A$5:$BD$174,BW$11,FALSE)","v":338.34171451697182},{"$f":"VLOOKUP($B49,'IEA EFs - Grid'!$A$5:$BD$174,BX$11,FALSE)","v":337.03551086638907},{"$f":"VLOOKUP($B49,'IEA EFs - Grid'!$A$5:$BD$174,BY$11,FALSE)","v":335.72930721580633},{"$f":"VLOOKUP($B49,'IEA EFs - Grid'!$A$5:$BD$174,BZ$11,FALSE)","v":334.42310356522358},{"$f":"VLOOKUP($B49,'IEA EFs - Grid'!$A$5:$BD$174,CA$11,FALSE)","v":333.11689991464084},{"$f":"VLOOKUP($B49,'IEA EFs - Grid'!$A$5:$BD$174,CB$11,FALSE)","v":331.81069626405809},{"$f":"CB49","v":331.81069626405809},331.81069626405809,331.81069626405809,331.81069626405809,331.81069626405809,331.81069626405809,331.81069626405809,331.81069626405809,331.81069626405809,331.81069626405809,331.81069626405809,331.81069626405809,331.81069626405809,331.81069626405809,331.81069626405809,331.81069626405809,331.81069626405809,331.81069626405809,331.81069626405809,331.81069626405809,331.81069626405809,331.81069626405809,331.81069626405809,331.81069626405809,331.81069626405809,331.81069626405809,331.81069626405809,331.81069626405809,331.81069626405809,331.81069626405809]
["OECD Europe","OECD Europe",331.06400000000002,917.48320000000001,690.57929999999999,359.07440000000003,null,510,511,512,513,514,515,516,517,518,519,520,521,522,523,524,525,526,527,528,529,530,531,532,533,534,535,536,537,538,539,540,541,542,543,544,545,546,547,548,549,550,null,{"$f":"VLOOKUP($B50,'IEA EFs - Grid'!$A$5:$BD$174,AX$11,FALSE)","v":330.02249999999998},{"$f":"VLOOKUP($B50,'IEA EFs - Grid'!$A$5:$BD$174,AY$11,FALSE)","v":332.50639999999999},{"$f":"VLOOKUP($B50,'IEA EFs - Grid'!$A$5:$BD$174,AZ$11,FALSE)","v":331.06400000000002},{"$f":"VLOOKUP($B50,'IEA EFs - Grid'!$A$5:$BD$174,BA$11,FALSE)","v":323.09363271706587},{"$f":"VLOOKUP($B50,'IEA EFs - Grid'!$A$5:$BD$174,BB$11,FALSE)","v":315.12326543413167},{"$f":"VLOOKUP($B50,'IEA EFs - Grid'!$A$5:$BD$174,BC$11,FALSE)","v":307.15289815119758},{"$f":"VLOOKUP($B50,'IEA EFs - Grid'!$A$5:$BD$174,BD$11,FALSE)","v":301.13429681757714},{"$f":"VLOOKUP($B50,'IEA EFs - Grid'!$A$5:$BD$174,BE$11,FALSE)","v":295.1156954839567},{"$f":"VLOOKUP($B50,'IEA EFs - Grid'!$A$5:$BD$174,BF$11,FALSE)","v":289.09709415033626},{"$f":"VLOOKUP($B50,'IEA EFs - Grid'!$A$5:$BD$174,BG$11,FALSE)","v":283.07849281671582},{"$f":"VLOOKUP($B50,'IEA EFs - Grid'!$A$5:$BD$174,BH$11,FALSE)","v":277.05989148309538},{"$f":"VLOOKUP($B50,'IEA EFs - Grid'!$A$5:$BD$174,BI$11,FALSE)","v":274.96596796406197},{"$f":"VLOOKUP($B50,'IEA EFs - Grid'!$A$5:$BD$174,BJ$11,FALSE)","v":272.87204444502856},{"$f":"VLOOKUP($B50,'IEA EFs - Grid'!$A$5:$BD$174,BK$11,FALSE)","v":270.77812092599515},{"$f":"VLOOKUP($B50,'IEA EFs - Grid'!$A$5:$BD$174,BL$11,FALSE)","v":268.68419740696174},{"$f":"VLOOKUP($B50,'IEA EFs - Grid'!$A$5:$BD$174,BM$11,FALSE)","v":266.59027388792839},{"$f":"VLOOKUP($B50,'IEA EFs - Grid'!$A$5:$BD$174,BN$11,FALSE)","v":263.5984843573201},{"$f":"VLOOKUP($B50,'IEA EFs - Grid'!$A$5:$BD$174,BO$11,FALSE)","v":260.60669482671187},{"$f":"VLOOKUP($B50,'IEA EFs - Grid'!$A$5:$BD$174,BP$11,FALSE)","v":257.61490529610359},{"$f":"VLOOKUP($B50,'IEA EFs - Grid'!$A$5:$BD$174,BQ$11,FALSE)","v":254.62311576549536},{"$f":"VLOOKUP($B50,'IEA EFs - Grid'!$A$5:$BD$174,BR$11,FALSE)","v":251.63132623488713},{"$f":"VLOOKUP($B50,'IEA EFs - Grid'!$A$5:$BD$174,BS$11,FALSE)","v":248.02782670007926},{"$f":"VLOOKUP($B50,'IEA EFs - Grid'!$A$5:$BD$174,BT$11,FALSE)","v":244.42432716527139},{"$f":"VLOOKUP($B50,'IEA EFs - Grid'!$A$5:$BD$174,BU$11,FALSE)","v":240.82082763046353},{"$f":"VLOOKUP($B50,'IEA EFs - Grid'!$A$5:$BD$174,BV$11,FALSE)","v":237.21732809565566},{"$f":"VLOOKUP($B50,'IEA EFs - Grid'!$A$5:$BD$174,BW$11,FALSE)","v":233.61382856084779},{"$f":"VLOOKUP($B50,'IEA EFs - Grid'!$A$5:$BD$174,BX$11,FALSE)","v":232.71193789055775},{"$f":"VLOOKUP($B50,'IEA EFs - Grid'!$A$5:$BD$174,BY$11,FALSE)","v":231.81004722026771},{"$f":"VLOOKUP($B50,'IEA EFs - Grid'!$A$5:$BD$174,BZ$11,FALSE)","v":230.90815654997769},{"$f":"VLOOKUP($B50,'IEA EFs - Grid'!$A$5:$BD$174,CA$11,FALSE)","v":230.00626587968765},{"$f":"VLOOKUP($B50,'IEA EFs - Grid'!$A$5:$BD$174,CB$11,FALSE)","v":229.1043752093976},{"$f":"CB50","v":229.1043752093976},229.1043752093976,229.1043752093976,229.1043752093976,229.1043752093976,229.1043752093976,229.1043752093976,229.1043752093976,229.1043752093976,229.1043752093976,229.1043752093976,229.1043752093976,229.1043752093976,229.1043752093976,229.1043752093976,229.1043752093976,229.1043752093976,229.1043752093976,229.1043752093976,229.1043752093976,229.1043752093976,229.1043752093976,229.1043752093976,229.1043752093976,229.1043752093976,229.1043752093976,229.1043752093976,229.1043752093976,229.1043752093976,229.1043752093976]
["Albania","Albania",6.9824000000000002,{"$f":"$D$79","v":919.05070000000001},{"$f":"$E$79","v":785.51969999999994},{"$f":"$F$79","v":527.41980000000001},null,510,511,512,513,514,515,516,517,518,519,520,521,522,523,524,525,526,527,528,529,530,531,532,533,534,535,536,537,538,539,540,541,542,543,544,545,546,547,548,549,550,null,{"$f":"VLOOKUP($B51,'IEA EFs - Grid'!$A$5:$BD$174,AX$11,FALSE)","v":1.9156},{"$f":"VLOOKUP($B51,'IEA EFs - Grid'!$A$5:$BD$174,AY$11,FALSE)","v":6.9824000000000002},{"$f":"VLOOKUP($B51,'IEA EFs - Grid'!$A$5:$BD$174,AZ$11,FALSE)","v":6.9824000000000002},{"$f":"VLOOKUP($B51,'IEA EFs - Grid'!$A$5:$BD$174,BA$11,FALSE)","v":6.816902798690867},{"$f":"VLOOKUP($B51,'IEA EFs - Grid'!$A$5:$BD$174,BB$11,FALSE)","v":6.6514055973817339},{"$f":"VLOOKUP($B51,'IEA EFs - Grid'!$A$5:$BD$174,BC$11,FALSE)","v":6.4859083960726007},{"$f":"VLOOKUP($B51,'IEA EFs - Grid'!$A$5:$BD$174,BD$11,FALSE)","v":6.3429869150417346},{"$f":"VLOOKUP($B51,'IEA EFs - Grid'!$A$5:$BD$174,BE$11,FALSE)","v":6.2000654340108685},{"$f":"VLOOKUP($B51,'IEA EFs - Grid'!$A$5:$BD$174,BF$11,FALSE)","v":6.0571439529800033},{"$f":"VLOOKUP($B51,'IEA EFs - Grid'!$A$5:$BD$174,BG$11,FALSE)","v":5.9142224719491372},{"$f":"VLOOKUP($B51,'IEA EFs - Grid'!$A$5:$BD$174,BH$11,FALSE)","v":5.7713009909182711},{"$f":"VLOOKUP($B51,'IEA EFs - Grid'!$A$5:$BD$174,BI$11,FALSE)","v":5.6621373597342828},{"$f":"VLOOKUP($B51,'IEA EFs - Grid'!$A$5:$BD$174,BJ$11,FALSE)","v":5.5529737285502945},{"$f":"VLOOKUP($B51,'IEA EFs - Grid'!$A$5:$BD$174,BK$11,FALSE)","v":5.4438100973663071},{"$f":"VLOOKUP($B51,'IEA EFs - Grid'!$A$5:$BD$174,BL$11,FALSE)","v":5.3346464661823187},{"$f":"VLOOKUP($B51,'IEA EFs - Grid'!$A$5:$BD$174,BM$11,FALSE)","v":5.2254828349983304},{"$f":"VLOOKUP($B51,'IEA EFs - Grid'!$A$5:$BD$174,BN$11,FALSE)","v":5.1550122090964887},{"$f":"VLOOKUP($B51,'IEA EFs - Grid'!$A$5:$BD$174,BO$11,FALSE)","v":5.084541583194647},{"$f":"VLOOKUP($B51,'IEA EFs - Grid'!$A$5:$BD$174,BP$11,FALSE)","v":5.0140709572928062},{"$f":"VLOOKUP($B51,'IEA EFs - Grid'!$A$5:$BD$174,BQ$11,FALSE)","v":4.9436003313909644},{"$f":"VLOOKUP($B51,'IEA EFs - Grid'!$A$5:$BD$174,BR$11,FALSE)","v":4.8731297054891227},{"$f":"VLOOKUP($B51,'IEA EFs - Grid'!$A$5:$BD$174,BS$11,FALSE)","v":4.8559887216083801},{"$f":"VLOOKUP($B51,'IEA EFs - Grid'!$A$5:$BD$174,BT$11,FALSE)","v":4.8388477377276384},{"$f":"VLOOKUP($B51,'IEA EFs - Grid'!$A$5:$BD$174,BU$11,FALSE)","v":4.8217067538468967},{"$f":"VLOOKUP($B51,'IEA EFs - Grid'!$A$5:$BD$174,BV$11,FALSE)","v":4.8045657699661559},{"$f":"VLOOKUP($B51,'IEA EFs - Grid'!$A$5:$BD$174,BW$11,FALSE)","v":4.7874247860854142},{"$f":"VLOOKUP($B51,'IEA EFs - Grid'!$A$5:$BD$174,BX$11,FALSE)","v":4.7744360023134682},{"$f":"VLOOKUP($B51,'IEA EFs - Grid'!$A$5:$BD$174,BY$11,FALSE)","v":4.7614472185415222},{"$f":"VLOOKUP($B51,'IEA EFs - Grid'!$A$5:$BD$174,BZ$11,FALSE)","v":4.7484584347695771},{"$f":"VLOOKUP($B51,'IEA EFs - Grid'!$A$5:$BD$174,CA$11,FALSE)","v":4.7354696509976311},{"$f":"VLOOKUP($B51,'IEA EFs - Grid'!$A$5:$BD$174,CB$11,FALSE)","v":4.7224808672256851},{"$f":"CB51","v":4.7224808672256851},4.7224808672256851,4.7224808672256851,4.7224808672256851,4.7224808672256851,4.7224808672256851,4.7224808672256851,4.7224808672256851,4.7224808672256851,4.7224808672256851,4.7224808672256851,4.7224808672256851,4.7224808672256851,4.7224808672256851,4.7224808672256851,4.7224808672256851,4.7224808672256851,4.7224808672256851,4.7224808672256851,4.7224808672256851,4.7224808672256851,4.7224808672256851,4.7224808672256851,4.7224808672256851,4.7224808672256851,4.7224808672256851,4.7224808672256851,4.7224808672256851,4.7224808672256851,4.7224808672256851]
["Armenia","Armenia",176.5181,{"$f":"$D$79","v":919.05070000000001},{"$f":"$E$79","v":785.51969999999994},417.32839999999999,null,510,511,512,513,514,515,516,517,518,519,520,521,522,523,524,525,526,527,528,529,530,531,532,533,534,535,536,537,538,539,540,541,542,543,544,545,546,547,548,549,550,null,{"$f":"VLOOKUP($B52,'IEA EFs - Grid'!$A$5:$BD$174,AX$11,FALSE)","v":92.245400000000004},{"$f":"VLOOKUP($B52,'IEA EFs - Grid'!$A$5:$BD$174,AY$11,FALSE)","v":123.39239999999999},{"$f":"VLOOKUP($B52,'IEA EFs - Grid'!$A$5:$BD$174,AZ$11,FALSE)","v":176.5181},{"$f":"VLOOKUP($B52,'IEA EFs - Grid'!$A$5:$BD$174,BA$11,FALSE)","v":172.33425898109451},{"$f":"VLOOKUP($B52,'IEA EFs - Grid'!$A$5:$BD$174,BB$11,FALSE)","v":168.15041796218901},{"$f":"VLOOKUP($B52,'IEA EFs - Grid'!$A$5:$BD$174,BC$11,FALSE)","v":163.96657694328351},{"$f":"VLOOKUP($B52,'IEA EFs - Grid'!$A$5:$BD$174,BD$11,FALSE)","v":160.35345992323963},{"$f":"VLOOKUP($B52,'IEA EFs - Grid'!$A$5:$BD$174,BE$11,FALSE)","v":156.74034290319574},{"$f":"VLOOKUP($B52,'IEA EFs - Grid'!$A$5:$BD$174,BF$11,FALSE)","v":153.12722588315185},{"$f":"VLOOKUP($B52,'IEA EFs - Grid'!$A$5:$BD$174,BG$11,FALSE)","v":149.51410886310794},{"$f":"VLOOKUP($B52,'IEA EFs - Grid'!$A$5:$BD$174,BH$11,FALSE)","v":145.90099184306405},{"$f":"VLOOKUP($B52,'IEA EFs - Grid'!$A$5:$BD$174,BI$11,FALSE)","v":143.14128790663841},{"$f":"VLOOKUP($B52,'IEA EFs - Grid'!$A$5:$BD$174,BJ$11,FALSE)","v":140.38158397021277},{"$f":"VLOOKUP($B52,'IEA EFs - Grid'!$A$5:$BD$174,BK$11,FALSE)","v":137.62188003378716},{"$f":"VLOOKUP($B52,'IEA EFs - Grid'!$A$5:$BD$174,BL$11,FALSE)","v":134.86217609736153},{"$f":"VLOOKUP($B52,'IEA EFs - Grid'!$A$5:$BD$174,BM$11,FALSE)","v":132.10247216093589},{"$f":"VLOOKUP($B52,'IEA EFs - Grid'!$A$5:$BD$174,BN$11,FALSE)","v":130.32094417772041},{"$f":"VLOOKUP($B52,'IEA EFs - Grid'!$A$5:$BD$174,BO$11,FALSE)","v":128.53941619450489},{"$f":"VLOOKUP($B52,'IEA EFs - Grid'!$A$5:$BD$174,BP$11,FALSE)","v":126.75788821128943},{"$f":"VLOOKUP($B52,'IEA EFs - Grid'!$A$5:$BD$174,BQ$11,FALSE)","v":124.97636022807393},{"$f":"VLOOKUP($B52,'IEA EFs - Grid'!$A$5:$BD$174,BR$11,FALSE)","v":123.19483224485843},{"$f":"VLOOKUP($B52,'IEA EFs - Grid'!$A$5:$BD$174,BS$11,FALSE)","v":122.76150073896372},{"$f":"VLOOKUP($B52,'IEA EFs - Grid'!$A$5:$BD$174,BT$11,FALSE)","v":122.32816923306902},{"$f":"VLOOKUP($B52,'IEA EFs - Grid'!$A$5:$BD$174,BU$11,FALSE)","v":121.89483772717431},{"$f":"VLOOKUP($B52,'IEA EFs - Grid'!$A$5:$BD$174,BV$11,FALSE)","v":121.46150622127962},{"$f":"VLOOKUP($B52,'IEA EFs - Grid'!$A$5:$BD$174,BW$11,FALSE)","v":121.02817471538492},{"$f":"VLOOKUP($B52,'IEA EFs - Grid'!$A$5:$BD$174,BX$11,FALSE)","v":120.69981262889107},{"$f":"VLOOKUP($B52,'IEA EFs - Grid'!$A$5:$BD$174,BY$11,FALSE)","v":120.3714505423972},{"$f":"VLOOKUP($B52,'IEA EFs - Grid'!$A$5:$BD$174,BZ$11,FALSE)","v":120.04308845590337},{"$f":"VLOOKUP($B52,'IEA EFs - Grid'!$A$5:$BD$174,CA$11,FALSE)","v":119.71472636940952},{"$f":"VLOOKUP($B52,'IEA EFs - Grid'!$A$5:$BD$174,CB$11,FALSE)","v":119.38636428291565},{"$f":"CB52","v":119.38636428291565},119.38636428291565,119.38636428291565,119.38636428291565,119.38636428291565,119.38636428291565,119.38636428291565,119.38636428291565,119.38636428291565,119.38636428291565,119.38636428291565,119.38636428291565,119.38636428291565,119.38636428291565,119.38636428291565,119.38636428291565,119.38636428291565,119.38636428291565,119.38636428291565,119.38636428291565,119.38636428291565,119.38636428291565,119.38636428291565,119.38636428291565,119.38636428291565,119.38636428291565,119.38636428291565,119.38636428291565,119.38636428291565,119.38636428291565]
["Azerbaijan","Azerbaijan",493.66230000000002,{"$f":"$D$79","v":919.05070000000001},627.95230000000004,533.89710000000002,null,510,511,512,513,514,515,516,517,518,519,520,521,522,523,524,525,526,527,528,529,530,531,532,533,534,535,536,537,538,539,540,541,542,543,544,545,546,547,548,549,550,null,{"$f":"VLOOKUP($B53,'IEA EFs - Grid'!$A$5:$BD$174,AX$11,FALSE)","v":431.05700000000002},{"$f":"VLOOKUP($B53,'IEA EFs - Grid'!$A$5:$BD$174,AY$11,FALSE)","v":454.70170000000002},{"$f":"VLOOKUP($B53,'IEA EFs - Grid'!$A$5:$BD$174,AZ$11,FALSE)","v":493.66230000000002},{"$f":"VLOOKUP($B53,'IEA EFs - Grid'!$A$5:$BD$174,BA$11,FALSE)","v":481.9614909598663},{"$f":"VLOOKUP($B53,'IEA EFs - Grid'!$A$5:$BD$174,BB$11,FALSE)","v":470.26068191973258},{"$f":"VLOOKUP($B53,'IEA EFs - Grid'!$A$5:$BD$174,BC$11,FALSE)","v":458.55987287959886},{"$f":"VLOOKUP($B53,'IEA EFs - Grid'!$A$5:$BD$174,BD$11,FALSE)","v":448.45518866713559},{"$f":"VLOOKUP($B53,'IEA EFs - Grid'!$A$5:$BD$174,BE$11,FALSE)","v":438.35050445467226},{"$f":"VLOOKUP($B53,'IEA EFs - Grid'!$A$5:$BD$174,BF$11,FALSE)","v":428.24582024220899},{"$f":"VLOOKUP($B53,'IEA EFs - Grid'!$A$5:$BD$174,BG$11,FALSE)","v":418.14113602974567},{"$f":"VLOOKUP($B53,'IEA EFs - Grid'!$A$5:$BD$174,BH$11,FALSE)","v":408.0364518172824},{"$f":"VLOOKUP($B53,'IEA EFs - Grid'!$A$5:$BD$174,BI$11,FALSE)","v":400.31847959474578},{"$f":"VLOOKUP($B53,'IEA EFs - Grid'!$A$5:$BD$174,BJ$11,FALSE)","v":392.60050737220917},{"$f":"VLOOKUP($B53,'IEA EFs - Grid'!$A$5:$BD$174,BK$11,FALSE)","v":384.88253514967266},{"$f":"VLOOKUP($B53,'IEA EFs - Grid'!$A$5:$BD$174,BL$11,FALSE)","v":377.16456292713605},{"$f":"VLOOKUP($B53,'IEA EFs - Grid'!$A$5:$BD$174,BM$11,FALSE)","v":369.44659070459949},{"$f":"VLOOKUP($B53,'IEA EFs - Grid'!$A$5:$BD$174,BN$11,FALSE)","v":364.46425064027454},{"$f":"VLOOKUP($B53,'IEA EFs - Grid'!$A$5:$BD$174,BO$11,FALSE)","v":359.48191057594954},{"$f":"VLOOKUP($B53,'IEA EFs - Grid'!$A$5:$BD$174,BP$11,FALSE)","v":354.4995705116246},{"$f":"VLOOKUP($B53,'IEA EFs - Grid'!$A$5:$BD$174,BQ$11,FALSE)","v":349.5172304472996},{"$f":"VLOOKUP($B53,'IEA EFs - Grid'!$A$5:$BD$174,BR$11,FALSE)","v":344.5348903829746},{"$f":"VLOOKUP($B53,'IEA EFs - Grid'!$A$5:$BD$174,BS$11,FALSE)","v":343.32300657127229},{"$f":"VLOOKUP($B53,'IEA EFs - Grid'!$A$5:$BD$174,BT$11,FALSE)","v":342.11112275957004},{"$f":"VLOOKUP($B53,'IEA EFs - Grid'!$A$5:$BD$174,BU$11,FALSE)","v":340.89923894786773},{"$f":"VLOOKUP($B53,'IEA EFs - Grid'!$A$5:$BD$174,BV$11,FALSE)","v":339.68735513616548},{"$f":"VLOOKUP($B53,'IEA EFs - Grid'!$A$5:$BD$174,BW$11,FALSE)","v":338.47547132446317},{"$f":"VLOOKUP($B53,'IEA EFs - Grid'!$A$5:$BD$174,BX$11,FALSE)","v":337.5571519971457},{"$f":"VLOOKUP($B53,'IEA EFs - Grid'!$A$5:$BD$174,BY$11,FALSE)","v":336.63883266982822},{"$f":"VLOOKUP($B53,'IEA EFs - Grid'!$A$5:$BD$174,BZ$11,FALSE)","v":335.7205133425108},{"$f":"VLOOKUP($B53,'IEA EFs - Grid'!$A$5:$BD$174,CA$11,FALSE)","v":334.80219401519332},{"$f":"VLOOKUP($B53,'IEA EFs - Grid'!$A$5:$BD$174,CB$11,FALSE)","v":333.88387468787585},{"$f":"CB53","v":333.88387468787585},333.88387468787585,333.88387468787585,333.88387468787585,333.88387468787585,333.88387468787585,333.88387468787585,333.88387468787585,333.88387468787585,333.88387468787585,333.88387468787585,333.88387468787585,333.88387468787585,333.88387468787585,333.88387468787585,333.88387468787585,333.88387468787585,333.88387468787585,333.88387468787585,333.88387468787585,333.88387468787585,333.88387468787585,333.88387468787585,333.88387468787585,333.88387468787585,333.88387468787585,333.88387468787585,333.88387468787585,333.88387468787585,333.88387468787585]
["Belarus","Belarus",425.11810000000003,1487.011,583.20280000000002,422.51690000000002,null,510,511,512,513,514,515,516,517,518,519,520,521,522,523,524,525,526,527,528,529,530,531,532,533,534,535,536,537,538,539,540,541,542,543,544,545,546,547,548,549,550,null,{"$f":"VLOOKUP($B54,'IEA EFs - Grid'!$A$5:$BD$174,AX$11,FALSE)","v":448.62790000000001},{"$f":"VLOOKUP($B54,'IEA EFs - Grid'!$A$5:$BD$174,AY$11,FALSE)","v":441.26150000000001},{"$f":"VLOOKUP($B54,'IEA EFs - Grid'!$A$5:$BD$174,AZ$11,FALSE)","v":425.11810000000003},{"$f":"VLOOKUP($B54,'IEA EFs - Grid'!$A$5:$BD$174,BA$11,FALSE)","v":415.04192908801332},{"$f":"VLOOKUP($B54,'IEA EFs - Grid'!$A$5:$BD$174,BB$11,FALSE)","v":404.96575817602661},{"$f":"VLOOKUP($B54,'IEA EFs - Grid'!$A$5:$BD$174,BC$11,FALSE)","v":394.88958726403985},{"$f":"VLOOKUP($B54,'IEA EFs - Grid'!$A$5:$BD$174,BD$11,FALSE)","v":386.18792186746737},{"$f":"VLOOKUP($B54,'IEA EFs - Grid'!$A$5:$BD$174,BE$11,FALSE)","v":377.48625647089489},{"$f":"VLOOKUP($B54,'IEA EFs - Grid'!$A$5:$BD$174,BF$11,FALSE)","v":368.78459107432241},{"$f":"VLOOKUP($B54,'IEA EFs - Grid'!$A$5:$BD$174,BG$11,FALSE)","v":360.08292567774987},{"$f":"VLOOKUP($B54,'IEA EFs - Grid'!$A$5:$BD$174,BH$11,FALSE)","v":351.38126028117739},{"$f":"VLOOKUP($B54,'IEA EFs - Grid'!$A$5:$BD$174,BI$11,FALSE)","v":344.73491583255827},{"$f":"VLOOKUP($B54,'IEA EFs - Grid'!$A$5:$BD$174,BJ$11,FALSE)","v":338.08857138393915},{"$f":"VLOOKUP($B54,'IEA EFs - Grid'!$A$5:$BD$174,BK$11,FALSE)","v":331.44222693532015},{"$f":"VLOOKUP($B54,'IEA EFs - Grid'!$A$5:$BD$174,BL$11,FALSE)","v":324.79588248670103},{"$f":"VLOOKUP($B54,'IEA EFs - Grid'!$A$5:$BD$174,BM$11,FALSE)","v":318.14953803808197},{"$f":"VLOOKUP($B54,'IEA EFs - Grid'!$A$5:$BD$174,BN$11,FALSE)","v":313.8589877130932},{"$f":"VLOOKUP($B54,'IEA EFs - Grid'!$A$5:$BD$174,BO$11,FALSE)","v":309.56843738810437},{"$f":"VLOOKUP($B54,'IEA EFs - Grid'!$A$5:$BD$174,BP$11,FALSE)","v":305.27788706311566},{"$f":"VLOOKUP($B54,'IEA EFs - Grid'!$A$5:$BD$174,BQ$11,FALSE)","v":300.98733673812688},{"$f":"VLOOKUP($B54,'IEA EFs - Grid'!$A$5:$BD$174,BR$11,FALSE)","v":296.69678641313811},{"$f":"VLOOKUP($B54,'IEA EFs - Grid'!$A$5:$BD$174,BS$11,FALSE)","v":295.65317067936292},{"$f":"VLOOKUP($B54,'IEA EFs - Grid'!$A$5:$BD$174,BT$11,FALSE)","v":294.60955494558777},{"$f":"VLOOKUP($B54,'IEA EFs - Grid'!$A$5:$BD$174,BU$11,FALSE)","v":293.56593921181263},{"$f":"VLOOKUP($B54,'IEA EFs - Grid'!$A$5:$BD$174,BV$11,FALSE)","v":292.52232347803755},{"$f":"VLOOKUP($B54,'IEA EFs - Grid'!$A$5:$BD$174,BW$11,FALSE)","v":291.47870774426241},{"$f":"VLOOKUP($B54,'IEA EFs - Grid'!$A$5:$BD$174,BX$11,FALSE)","v":290.68789554810627},{"$f":"VLOOKUP($B54,'IEA EFs - Grid'!$A$5:$BD$174,BY$11,FALSE)","v":289.89708335195013},{"$f":"VLOOKUP($B54,'IEA EFs - Grid'!$A$5:$BD$174,BZ$11,FALSE)","v":289.1062711557941},{"$f":"VLOOKUP($B54,'IEA EFs - Grid'!$A$5:$BD$174,CA$11,FALSE)","v":288.31545895963797},{"$f":"VLOOKUP($B54,'IEA EFs - Grid'!$A$5:$BD$174,CB$11,FALSE)","v":287.52464676348183},{"$f":"CB54","v":287.52464676348183},287.52464676348183,287.52464676348183,287.52464676348183,287.52464676348183,287.52464676348183,287.52464676348183,287.52464676348183,287.52464676348183,287.52464676348183,287.52464676348183,287.52464676348183,287.52464676348183,287.52464676348183,287.52464676348183,287.52464676348183,287.52464676348183,287.52464676348183,287.52464676348183,287.52464676348183,287.52464676348183,287.52464676348183,287.52464676348183,287.52464676348183,287.52464676348183,287.52464676348183,287.52464676348183,287.52464676348183,287.52464676348183,287.52464676348183]
["Bosnia and Herzegovina","Bosnia and Herzegovina",973.81259999999997,1395.2871,765.82140000000004,694.42309999999998,null,510,511,512,513,514,515,516,517,518,519,520,521,522,523,524,525,526,527,528,529,530,531,532,533,534,535,536,537,538,539,540,541,542,543,544,545,546,547,548,549,550,null,{"$f":"VLOOKUP($B55,'IEA EFs - Grid'!$A$5:$BD$174,AX$11,FALSE)","v":722.6078},{"$f":"VLOOKUP($B55,'IEA EFs - Grid'!$A$5:$BD$174,AY$11,FALSE)","v":974.21590000000003},{"$f":"VLOOKUP($B55,'IEA EFs - Grid'!$A$5:$BD$174,AZ$11,FALSE)","v":973.81259999999997},{"$f":"VLOOKUP($B55,'IEA EFs - Grid'!$A$5:$BD$174,BA$11,FALSE)","v":950.73124403363158},{"$f":"VLOOKUP($B55,'IEA EFs - Grid'!$A$5:$BD$174,BB$11,FALSE)","v":927.6498880672633},{"$f":"VLOOKUP($B55,'IEA EFs - Grid'!$A$5:$BD$174,BC$11,FALSE)","v":904.56853210089491},{"$f":"VLOOKUP($B55,'IEA EFs - Grid'!$A$5:$BD$174,BD$11,FALSE)","v":884.63573835683587},{"$f":"VLOOKUP($B55,'IEA EFs - Grid'!$A$5:$BD$174,BE$11,FALSE)","v":864.70294461277672},{"$f":"VLOOKUP($B55,'IEA EFs - Grid'!$A$5:$BD$174,BF$11,FALSE)","v":844.77015086871768},{"$f":"VLOOKUP($B55,'IEA EFs - Grid'!$A$5:$BD$174,BG$11,FALSE)","v":824.83735712465852},{"$f":"VLOOKUP($B55,'IEA EFs - Grid'!$A$5:$BD$174,BH$11,FALSE)","v":804.90456338059948},{"$f":"VLOOKUP($B55,'IEA EFs - Grid'!$A$5:$BD$174,BI$11,FALSE)","v":789.67986707149066},{"$f":"VLOOKUP($B55,'IEA EFs - Grid'!$A$5:$BD$174,BJ$11,FALSE)","v":774.45517076238195},{"$f":"VLOOKUP($B55,'IEA EFs - Grid'!$A$5:$BD$174,BK$11,FALSE)","v":759.23047445327336},{"$f":"VLOOKUP($B55,'IEA EFs - Grid'!$A$5:$BD$174,BL$11,FALSE)","v":744.00577814416465},{"$f":"VLOOKUP($B55,'IEA EFs - Grid'!$A$5:$BD$174,BM$11,FALSE)","v":728.78108183505594},{"$f":"VLOOKUP($B55,'IEA EFs - Grid'!$A$5:$BD$174,BN$11,FALSE)","v":718.95277302532008},{"$f":"VLOOKUP($B55,'IEA EFs - Grid'!$A$5:$BD$174,BO$11,FALSE)","v":709.12446421558423},{"$f":"VLOOKUP($B55,'IEA EFs - Grid'!$A$5:$BD$174,BP$11,FALSE)","v":699.29615540584848},{"$f":"VLOOKUP($B55,'IEA EFs - Grid'!$A$5:$BD$174,BQ$11,FALSE)","v":689.46784659611262},{"$f":"VLOOKUP($B55,'IEA EFs - Grid'!$A$5:$BD$174,BR$11,FALSE)","v":679.63953778637676},{"$f":"VLOOKUP($B55,'IEA EFs - Grid'!$A$5:$BD$174,BS$11,FALSE)","v":677.24894055913921},{"$f":"VLOOKUP($B55,'IEA EFs - Grid'!$A$5:$BD$174,BT$11,FALSE)","v":674.85834333190178},{"$f":"VLOOKUP($B55,'IEA EFs - Grid'!$A$5:$BD$174,BU$11,FALSE)","v":672.46774610466423},{"$f":"VLOOKUP($B55,'IEA EFs - Grid'!$A$5:$BD$174,BV$11,FALSE)","v":670.07714887742679},{"$f":"VLOOKUP($B55,'IEA EFs - Grid'!$A$5:$BD$174,BW$11,FALSE)","v":667.68655165018924},{"$f":"VLOOKUP($B55,'IEA EFs - Grid'!$A$5:$BD$174,BX$11,FALSE)","v":665.87504825654287},{"$f":"VLOOKUP($B55,'IEA EFs - Grid'!$A$5:$BD$174,BY$11,FALSE)","v":664.06354486289649},{"$f":"VLOOKUP($B55,'IEA EFs - Grid'!$A$5:$BD$174,BZ$11,FALSE)","v":662.25204146925023},{"$f":"VLOOKUP($B55,'IEA EFs - Grid'!$A$5:$BD$174,CA$11,FALSE)","v":660.44053807560385},{"$f":"VLOOKUP($B55,'IEA EFs - Grid'!$A$5:$BD$174,CB$11,FALSE)","v":658.62903468195748},{"$f":"CB55","v":658.62903468195748},658.62903468195748,658.62903468195748,658.62903468195748,658.62903468195748,658.62903468195748,658.62903468195748,658.62903468195748,658.62903468195748,658.62903468195748,658.62903468195748,658.62903468195748,658.62903468195748,658.62903468195748,658.62903468195748,658.62903468195748,658.62903468195748,658.62903468195748,658.62903468195748,658.62903468195748,658.62903468195748,658.62903468195748,658.62903468195748,658.62903468195748,658.62903468195748,658.62903468195748,658.62903468195748,658.62903468195748,658.62903468195748,658.62903468195748]
["Bulgaria","Bulgaria",531.69439999999997,1042.7764,782.32849999999996,311.90859999999998,null,510,511,512,513,514,515,516,517,518,519,520,521,522,523,524,525,526,527,528,529,530,531,532,533,534,535,536,537,538,539,540,541,542,543,544,545,546,547,548,549,550,null,{"$f":"VLOOKUP($B56,'IEA EFs - Grid'!$A$5:$BD$174,AX$11,FALSE)","v":538.68079999999998},{"$f":"VLOOKUP($B56,'IEA EFs - Grid'!$A$5:$BD$174,AY$11,FALSE)","v":590.05100000000004},{"$f":"VLOOKUP($B56,'IEA EFs - Grid'!$A$5:$BD$174,AZ$11,FALSE)","v":531.69439999999997},{"$f":"VLOOKUP($B56,'IEA EFs - Grid'!$A$5:$BD$174,BA$11,FALSE)","v":519.09215218381371},{"$f":"VLOOKUP($B56,'IEA EFs - Grid'!$A$5:$BD$174,BB$11,FALSE)","v":506.4899043676275},{"$f":"VLOOKUP($B56,'IEA EFs - Grid'!$A$5:$BD$174,BC$11,FALSE)","v":493.88765655144124},{"$f":"VLOOKUP($B56,'IEA EFs - Grid'!$A$5:$BD$174,BD$11,FALSE)","v":483.00450017199898},{"$f":"VLOOKUP($B56,'IEA EFs - Grid'!$A$5:$BD$174,BE$11,FALSE)","v":472.12134379255673},{"$f":"VLOOKUP($B56,'IEA EFs - Grid'!$A$5:$BD$174,BF$11,FALSE)","v":461.23818741311453},{"$f":"VLOOKUP($B56,'IEA EFs - Grid'!$A$5:$BD$174,BG$11,FALSE)","v":450.35503103367222},{"$f":"VLOOKUP($B56,'IEA EFs - Grid'!$A$5:$BD$174,BH$11,FALSE)","v":439.47187465422996},{"$f":"VLOOKUP($B56,'IEA EFs - Grid'!$A$5:$BD$174,BI$11,FALSE)","v":431.15930427954618},{"$f":"VLOOKUP($B56,'IEA EFs - Grid'!$A$5:$BD$174,BJ$11,FALSE)","v":422.84673390486239},{"$f":"VLOOKUP($B56,'IEA EFs - Grid'!$A$5:$BD$174,BK$11,FALSE)","v":414.53416353017866},{"$f":"VLOOKUP($B56,'IEA EFs - Grid'!$A$5:$BD$174,BL$11,FALSE)","v":406.22159315549487},{"$f":"VLOOKUP($B56,'IEA EFs - Grid'!$A$5:$BD$174,BM$11,FALSE)","v":397.90902278081109},{"$f":"VLOOKUP($B56,'IEA EFs - Grid'!$A$5:$BD$174,BN$11,FALSE)","v":392.54283964084431},{"$f":"VLOOKUP($B56,'IEA EFs - Grid'!$A$5:$BD$174,BO$11,FALSE)","v":387.17665650087747},{"$f":"VLOOKUP($B56,'IEA EFs - Grid'!$A$5:$BD$174,BP$11,FALSE)","v":381.81047336091075},{"$f":"VLOOKUP($B56,'IEA EFs - Grid'!$A$5:$BD$174,BQ$11,FALSE)","v":376.44429022094391},{"$f":"VLOOKUP($B56,'IEA EFs - Grid'!$A$5:$BD$174,BR$11,FALSE)","v":371.07810708097713},{"$f":"VLOOKUP($B56,'IEA EFs - Grid'!$A$5:$BD$174,BS$11,FALSE)","v":369.77285886548088},{"$f":"VLOOKUP($B56,'IEA EFs - Grid'!$A$5:$BD$174,BT$11,FALSE)","v":368.46761064998469},{"$f":"VLOOKUP($B56,'IEA EFs - Grid'!$A$5:$BD$174,BU$11,FALSE)","v":367.16236243448844},{"$f":"VLOOKUP($B56,'IEA EFs - Grid'!$A$5:$BD$174,BV$11,FALSE)","v":365.85711421899231},{"$f":"VLOOKUP($B56,'IEA EFs - Grid'!$A$5:$BD$174,BW$11,FALSE)","v":364.55186600349612},{"$f":"VLOOKUP($B56,'IEA EFs - Grid'!$A$5:$BD$174,BX$11,FALSE)","v":363.56279869220566},{"$f":"VLOOKUP($B56,'IEA EFs - Grid'!$A$5:$BD$174,BY$11,FALSE)","v":362.57373138091521},{"$f":"VLOOKUP($B56,'IEA EFs - Grid'!$A$5:$BD$174,BZ$11,FALSE)","v":361.58466406962481},{"$f":"VLOOKUP($B56,'IEA EFs - Grid'!$A$5:$BD$174,CA$11,FALSE)","v":360.59559675833435},{"$f":"VLOOKUP($B56,'IEA EFs - Grid'!$A$5:$BD$174,CB$11,FALSE)","v":359.6065294470439},{"$f":"CB56","v":359.6065294470439},359.6065294470439,359.6065294470439,359.6065294470439,359.6065294470439,359.6065294470439,359.6065294470439,359.6065294470439,359.6065294470439,359.6065294470439,359.6065294470439,359.6065294470439,359.6065294470439,359.6065294470439,359.6065294470439,359.6065294470439,359.6065294470439,359.6065294470439,359.6065294470439,359.6065294470439,359.6065294470439,359.6065294470439,359.6065294470439,359.6065294470439,359.6065294470439,359.6065294470439,359.6065294470439,359.6065294470439,359.6065294470439,359.6065294470439]
["Croatia","Croatia",311.06299999999999,868.73990000000003,638.58630000000005,365.64839999999998,null,510,511,512,513,514,515,516,517,518,519,520,521,522,523,524,525,526,527,528,529,530,531,532,533,534,535,536,537,538,539,540,541,542,543,544,545,546,547,548,549,550,null,{"$f":"VLOOKUP($B57,'IEA EFs - Grid'!$A$5:$BD$174,AX$11,FALSE)","v":236.27209999999999},{"$f":"VLOOKUP($B57,'IEA EFs - Grid'!$A$5:$BD$174,AY$11,FALSE)","v":334.18060000000003},{"$f":"VLOOKUP($B57,'IEA EFs - Grid'!$A$5:$BD$174,AZ$11,FALSE)","v":311.06299999999999},{"$f":"VLOOKUP($B57,'IEA EFs - Grid'!$A$5:$BD$174,BA$11,FALSE)","v":303.69016889166721},{"$f":"VLOOKUP($B57,'IEA EFs - Grid'!$A$5:$BD$174,BB$11,FALSE)","v":296.31733778333444},{"$f":"VLOOKUP($B57,'IEA EFs - Grid'!$A$5:$BD$174,BC$11,FALSE)","v":288.94450667500166},{"$f":"VLOOKUP($B57,'IEA EFs - Grid'!$A$5:$BD$174,BD$11,FALSE)","v":282.57741446402775},{"$f":"VLOOKUP($B57,'IEA EFs - Grid'!$A$5:$BD$174,BE$11,FALSE)","v":276.21032225305385},{"$f":"VLOOKUP($B57,'IEA EFs - Grid'!$A$5:$BD$174,BF$11,FALSE)","v":269.84323004207994},{"$f":"VLOOKUP($B57,'IEA EFs - Grid'!$A$5:$BD$174,BG$11,FALSE)","v":263.47613783110603},{"$f":"VLOOKUP($B57,'IEA EFs - Grid'!$A$5:$BD$174,BH$11,FALSE)","v":257.10904562013212},{"$f":"VLOOKUP($B57,'IEA EFs - Grid'!$A$5:$BD$174,BI$11,FALSE)","v":252.24585150249564},{"$f":"VLOOKUP($B57,'IEA EFs - Grid'!$A$5:$BD$174,BJ$11,FALSE)","v":247.38265738485916},{"$f":"VLOOKUP($B57,'IEA EFs - Grid'!$A$5:$BD$174,BK$11,FALSE)","v":242.5194632672227},{"$f":"VLOOKUP($B57,'IEA EFs - Grid'!$A$5:$BD$174,BL$11,FALSE)","v":237.65626914958622},{"$f":"VLOOKUP($B57,'IEA EFs - Grid'!$A$5:$BD$174,BM$11,FALSE)","v":232.79307503194974},{"$f":"VLOOKUP($B57,'IEA EFs - Grid'!$A$5:$BD$174,BN$11,FALSE)","v":229.65363811843798},{"$f":"VLOOKUP($B57,'IEA EFs - Grid'!$A$5:$BD$174,BO$11,FALSE)","v":226.5142012049262},{"$f":"VLOOKUP($B57,'IEA EFs - Grid'!$A$5:$BD$174,BP$11,FALSE)","v":223.37476429141446},{"$f":"VLOOKUP($B57,'IEA EFs - Grid'!$A$5:$BD$174,BQ$11,FALSE)","v":220.23532737790268},{"$f":"VLOOKUP($B57,'IEA EFs - Grid'!$A$5:$BD$174,BR$11,FALSE)","v":217.09589046439092},{"$f":"VLOOKUP($B57,'IEA EFs - Grid'!$A$5:$BD$174,BS$11,FALSE)","v":216.33226680076589},{"$f":"VLOOKUP($B57,'IEA EFs - Grid'!$A$5:$BD$174,BT$11,FALSE)","v":215.56864313714092},{"$f":"VLOOKUP($B57,'IEA EFs - Grid'!$A$5:$BD$174,BU$11,FALSE)","v":214.8050194735159},{"$f":"VLOOKUP($B57,'IEA EFs - Grid'!$A$5:$BD$174,BV$11,FALSE)","v":214.04139580989093},{"$f":"VLOOKUP($B57,'IEA EFs - Grid'!$A$5:$BD$174,BW$11,FALSE)","v":213.27777214626593},{"$f":"VLOOKUP($B57,'IEA EFs - Grid'!$A$5:$BD$174,BX$11,FALSE)","v":212.69912726106131},{"$f":"VLOOKUP($B57,'IEA EFs - Grid'!$A$5:$BD$174,BY$11,FALSE)","v":212.12048237585668},{"$f":"VLOOKUP($B57,'IEA EFs - Grid'!$A$5:$BD$174,BZ$11,FALSE)","v":211.54183749065209},{"$f":"VLOOKUP($B57,'IEA EFs - Grid'!$A$5:$BD$174,CA$11,FALSE)","v":210.96319260544746},{"$f":"VLOOKUP($B57,'IEA EFs - Grid'!$A$5:$BD$174,CB$11,FALSE)","v":210.38454772024284},{"$f":"CB57","v":210.38454772024284},210.38454772024284,210.38454772024284,210.38454772024284,210.38454772024284,210.38454772024284,210.38454772024284,210.38454772024284,210.38454772024284,210.38454772024284,210.38454772024284,210.38454772024284,210.38454772024284,210.38454772024284,210.38454772024284,210.38454772024284,210.38454772024284,210.38454772024284,210.38454772024284,210.38454772024284,210.38454772024284,210.38454772024284,210.38454772024284,210.38454772024284,210.38454772024284,210.38454772024284,210.38454772024284,210.38454772024284,210.38454772024284,210.38454772024284]
["Cyprus","Cyprus",726.29570000000001,{"$f":"$D$79","v":919.05070000000001},768.14729999999997,{"$f":"$F$79","v":527.41980000000001},null,510,511,512,513,514,515,516,517,518,519,520,521,522,523,524,525,526,527,528,529,530,531,532,533,534,535,536,537,538,539,540,541,542,543,544,545,{"$f":"MOD(AR57,100)+500","v":546},547,548,549,550,null,{"$f":"VLOOKUP($B58,'IEA EFs - Grid'!$A$5:$BD$174,AX$11,FALSE)","v":704.67439999999999},{"$f":"VLOOKUP($B58,'IEA EFs - Grid'!$A$5:$BD$174,AY$11,FALSE)","v":732.35400000000004},{"$f":"VLOOKUP($B58,'IEA EFs - Grid'!$A$5:$BD$174,AZ$11,FALSE)","v":726.29570000000001},{"$f":"VLOOKUP($B58,'IEA EFs - Grid'!$A$5:$BD$174,BA$11,FALSE)","v":709.08100223521171},{"$f":"VLOOKUP($B58,'IEA EFs - Grid'!$A$5:$BD$174,BB$11,FALSE)","v":691.86630447042342},{"$f":"VLOOKUP($B58,'IEA EFs - Grid'!$A$5:$BD$174,BC$11,FALSE)","v":674.65160670563512},{"$f":"VLOOKUP($B58,'IEA EFs - Grid'!$A$5:$BD$174,BD$11,FALSE)","v":659.78519156036282},{"$f":"VLOOKUP($B58,'IEA EFs - Grid'!$A$5:$BD$174,BE$11,FALSE)","v":644.91877641509052},{"$f":"VLOOKUP($B58,'IEA EFs - Grid'!$A$5:$BD$174,BF$11,FALSE)","v":630.05236126981822},{"$f":"VLOOKUP($B58,'IEA EFs - Grid'!$A$5:$BD$174,BG$11,FALSE)","v":615.18594612454581},{"$f":"VLOOKUP($B58,'IEA EFs - Grid'!$A$5:$BD$174,BH$11,FALSE)","v":600.31953097927351},{"$f":"VLOOKUP($B58,'IEA EFs - Grid'!$A$5:$BD$174,BI$11,FALSE)","v":588.9645418744791},{"$f":"VLOOKUP($B58,'IEA EFs - Grid'!$A$5:$BD$174,BJ$11,FALSE)","v":577.60955276968468},{"$f":"VLOOKUP($B58,'IEA EFs - Grid'!$A$5:$BD$174,BK$11,FALSE)","v":566.25456366489038},{"$f":"VLOOKUP($B58,'IEA EFs - Grid'!$A$5:$BD$174,BL$11,FALSE)","v":554.89957456009597},{"$f":"VLOOKUP($B58,'IEA EFs - Grid'!$A$5:$BD$174,BM$11,FALSE)","v":543.54458545530156},{"$f":"VLOOKUP($B58,'IEA EFs - Grid'!$A$5:$BD$174,BN$11,FALSE)","v":536.21436768364481},{"$f":"VLOOKUP($B58,'IEA EFs - Grid'!$A$5:$BD$174,BO$11,FALSE)","v":528.88414991198806},{"$f":"VLOOKUP($B58,'IEA EFs - Grid'!$A$5:$BD$174,BP$11,FALSE)","v":521.55393214033143},{"$f":"VLOOKUP($B58,'IEA EFs - Grid'!$A$5:$BD$174,BQ$11,FALSE)","v":514.22371436867468},{"$f":"VLOOKUP($B58,'IEA EFs - Grid'!$A$5:$BD$174,BR$11,FALSE)","v":506.89349659701793},{"$f":"VLOOKUP($B58,'IEA EFs - Grid'!$A$5:$BD$174,BS$11,FALSE)","v":505.11052471251514},{"$f":"VLOOKUP($B58,'IEA EFs - Grid'!$A$5:$BD$174,BT$11,FALSE)","v":503.32755282801241},{"$f":"VLOOKUP($B58,'IEA EFs - Grid'!$A$5:$BD$174,BU$11,FALSE)","v":501.54458094350963},{"$f":"VLOOKUP($B58,'IEA EFs - Grid'!$A$5:$BD$174,BV$11,FALSE)","v":499.76160905900696},{"$f":"VLOOKUP($B58,'IEA EFs - Grid'!$A$5:$BD$174,BW$11,FALSE)","v":497.97863717450417},{"$f":"VLOOKUP($B58,'IEA EFs - Grid'!$A$5:$BD$174,BX$11,FALSE)","v":496.6275690887752},{"$f":"VLOOKUP($B58,'IEA EFs - Grid'!$A$5:$BD$174,BY$11,FALSE)","v":495.27650100304618},{"$f":"VLOOKUP($B58,'IEA EFs - Grid'!$A$5:$BD$174,BZ$11,FALSE)","v":493.92543291731732},{"$f":"VLOOKUP($B58,'IEA EFs - Grid'!$A$5:$BD$174,CA$11,FALSE)","v":492.57436483158835},{"$f":"VLOOKUP($B58,'IEA EFs - Grid'!$A$5:$BD$174,CB$11,FALSE)","v":491.22329674585933},{"$f":"CB58","v":491.22329674585933},491.22329674585933,491.22329674585933,491.22329674585933,491.22329674585933,491.22329674585933,491.22329674585933,491.22329674585933,491.22329674585933,491.22329674585933,491.22329674585933,491.22329674585933,491.22329674585933,491.22329674585933,491.22329674585933,491.22329674585933,491.22329674585933,491.22329674585933,491.22329674585933,491.22329674585933,491.22329674585933,491.22329674585933,491.22329674585933,491.22329674585933,491.22329674585933,491.22329674585933,491.22329674585933,491.22329674585933,491.22329674585933,491.22329674585933]
["Georgia","Georgia",117.01309999999999,{"$f":"$D$79","v":919.05070000000001},{"$f":"$E$79","v":785.51969999999994},458.91669999999999,null,510,511,512,513,514,515,516,517,518,519,520,521,522,523,524,525,526,527,528,529,{"$f":"MOD(AB58,100)+500","v":530},{"$f":"MOD(AC58,100)+500","v":531},532,533,534,535,536,537,538,539,540,541,542,543,544,545,546,547,548,549,550,null,{"$f":"VLOOKUP($B59,'IEA EFs - Grid'!$A$5:$BD$174,AX$11,FALSE)","v":68.741900000000001},{"$f":"VLOOKUP($B59,'IEA EFs - Grid'!$A$5:$BD$174,AY$11,FALSE)","v":101.5124},{"$f":"VLOOKUP($B59,'IEA EFs - Grid'!$A$5:$BD$174,AZ$11,FALSE)","v":117.01309999999999},{"$f":"VLOOKUP($B59,'IEA EFs - Grid'!$A$5:$BD$174,BA$11,FALSE)","v":114.23964952931574},{"$f":"VLOOKUP($B59,'IEA EFs - Grid'!$A$5:$BD$174,BB$11,FALSE)","v":111.46619905863149},{"$f":"VLOOKUP($B59,'IEA EFs - Grid'!$A$5:$BD$174,BC$11,FALSE)","v":108.69274858794724},{"$f":"VLOOKUP($B59,'IEA EFs - Grid'!$A$5:$BD$174,BD$11,FALSE)","v":106.29762863606639},{"$f":"VLOOKUP($B59,'IEA EFs - Grid'!$A$5:$BD$174,BE$11,FALSE)","v":103.90250868418555},{"$f":"VLOOKUP($B59,'IEA EFs - Grid'!$A$5:$BD$174,BF$11,FALSE)","v":101.50738873230472},{"$f":"VLOOKUP($B59,'IEA EFs - Grid'!$A$5:$BD$174,BG$11,FALSE)","v":99.112268780423861},{"$f":"VLOOKUP($B59,'IEA EFs - Grid'!$A$5:$BD$174,BH$11,FALSE)","v":96.717148828543017},{"$f":"VLOOKUP($B59,'IEA EFs - Grid'!$A$5:$BD$174,BI$11,FALSE)","v":94.887752791063761},{"$f":"VLOOKUP($B59,'IEA EFs - Grid'!$A$5:$BD$174,BJ$11,FALSE)","v":93.058356753584505},{"$f":"VLOOKUP($B59,'IEA EFs - Grid'!$A$5:$BD$174,BK$11,FALSE)","v":91.228960716105263},{"$f":"VLOOKUP($B59,'IEA EFs - Grid'!$A$5:$BD$174,BL$11,FALSE)","v":89.399564678626007},{"$f":"VLOOKUP($B59,'IEA EFs - Grid'!$A$5:$BD$174,BM$11,FALSE)","v":87.570168641146751},{"$f":"VLOOKUP($B59,'IEA EFs - Grid'!$A$5:$BD$174,BN$11,FALSE)","v":86.38920129528934},{"$f":"VLOOKUP($B59,'IEA EFs - Grid'!$A$5:$BD$174,BO$11,FALSE)","v":85.208233949431929},{"$f":"VLOOKUP($B59,'IEA EFs - Grid'!$A$5:$BD$174,BP$11,FALSE)","v":84.027266603574532},{"$f":"VLOOKUP($B59,'IEA EFs - Grid'!$A$5:$BD$174,BQ$11,FALSE)","v":82.846299257717121},{"$f":"VLOOKUP($B59,'IEA EFs - Grid'!$A$5:$BD$174,BR$11,FALSE)","v":81.66533191185971},{"$f":"VLOOKUP($B59,'IEA EFs - Grid'!$A$5:$BD$174,BS$11,FALSE)","v":81.378078294058426},{"$f":"VLOOKUP($B59,'IEA EFs - Grid'!$A$5:$BD$174,BT$11,FALSE)","v":81.090824676257157},{"$f":"VLOOKUP($B59,'IEA EFs - Grid'!$A$5:$BD$174,BU$11,FALSE)","v":80.803571058455873},{"$f":"VLOOKUP($B59,'IEA EFs - Grid'!$A$5:$BD$174,BV$11,FALSE)","v":80.516317440654603},{"$f":"VLOOKUP($B59,'IEA EFs - Grid'!$A$5:$BD$174,BW$11,FALSE)","v":80.22906382285332},{"$f":"VLOOKUP($B59,'IEA EFs - Grid'!$A$5:$BD$174,BX$11,FALSE)","v":80.01139398807085},{"$f":"VLOOKUP($B59,'IEA EFs - Grid'!$A$5:$BD$174,BY$11,FALSE)","v":79.79372415328838},{"$f":"VLOOKUP($B59,'IEA EFs - Grid'!$A$5:$BD$174,BZ$11,FALSE)","v":79.576054318505939},{"$f":"VLOOKUP($B59,'IEA EFs - Grid'!$A$5:$BD$174,CA$11,FALSE)","v":79.358384483723469},{"$f":"VLOOKUP($B59,'IEA EFs - Grid'!$A$5:$BD$174,CB$11,FALSE)","v":79.140714648941},{"$f":"CB59","v":79.140714648941},79.140714648941,79.140714648941,79.140714648941,79.140714648941,79.140714648941,79.140714648941,79.140714648941,79.140714648941,79.140714648941,79.140714648941,79.140714648941,79.140714648941,79.140714648941,79.140714648941,79.140714648941,79.140714648941,79.140714648941,79.140714648941,79.140714648941,79.140714648941,79.140714648941,79.140714648941,79.140714648941,79.140714648941,79.140714648941,79.140714648941,79.140714648941,79.140714648941,79.140714648941]
["Gibraltar","Gibraltar",748.51139999999998,{"$f":"$D$79","v":919.05070000000001},748.51139999999998,{"$f":"$F$79","v":527.41980000000001},null,510,511,512,513,514,515,516,517,518,519,520,521,522,523,524,525,526,527,528,529,530,531,532,533,534,535,536,537,538,539,540,541,542,543,544,545,546,547,548,549,550,null,{"$f":"VLOOKUP($B60,'IEA EFs - Grid'!$A$5:$BD$174,AX$11,FALSE)","v":744.28250000000003},{"$f":"VLOOKUP($B60,'IEA EFs - Grid'!$A$5:$BD$174,AY$11,FALSE)","v":770.39769999999999},{"$f":"VLOOKUP($B60,'IEA EFs - Grid'!$A$5:$BD$174,AZ$11,FALSE)","v":748.51139999999998},{"$f":"VLOOKUP($B60,'IEA EFs - Grid'!$A$5:$BD$174,BA$11,FALSE)","v":730.77014457951691},{"$f":"VLOOKUP($B60,'IEA EFs - Grid'!$A$5:$BD$174,BB$11,FALSE)","v":713.02888915903384},{"$f":"VLOOKUP($B60,'IEA EFs - Grid'!$A$5:$BD$174,BC$11,FALSE)","v":695.28763373855077},{"$f":"VLOOKUP($B60,'IEA EFs - Grid'!$A$5:$BD$174,BD$11,FALSE)","v":679.96648945342145},{"$f":"VLOOKUP($B60,'IEA EFs - Grid'!$A$5:$BD$174,BE$11,FALSE)","v":664.64534516829212},{"$f":"VLOOKUP($B60,'IEA EFs - Grid'!$A$5:$BD$174,BF$11,FALSE)","v":649.32420088316292},{"$f":"VLOOKUP($B60,'IEA EFs - Grid'!$A$5:$BD$174,BG$11,FALSE)","v":634.0030565980336},{"$f":"VLOOKUP($B60,'IEA EFs - Grid'!$A$5:$BD$174,BH$11,FALSE)","v":618.68191231290427},{"$f":"VLOOKUP($B60,'IEA EFs - Grid'!$A$5:$BD$174,BI$11,FALSE)","v":606.97960044211334},{"$f":"VLOOKUP($B60,'IEA EFs - Grid'!$A$5:$BD$174,BJ$11,FALSE)","v":595.2772885713224},{"$f":"VLOOKUP($B60,'IEA EFs - Grid'!$A$5:$BD$174,BK$11,FALSE)","v":583.57497670053158},{"$f":"VLOOKUP($B60,'IEA EFs - Grid'!$A$5:$BD$174,BL$11,FALSE)","v":571.87266482974064},{"$f":"VLOOKUP($B60,'IEA EFs - Grid'!$A$5:$BD$174,BM$11,FALSE)","v":560.17035295894971},{"$f":"VLOOKUP($B60,'IEA EFs - Grid'!$A$5:$BD$174,BN$11,FALSE)","v":552.61592083637527},{"$f":"VLOOKUP($B60,'IEA EFs - Grid'!$A$5:$BD$174,BO$11,FALSE)","v":545.06148871380083},{"$f":"VLOOKUP($B60,'IEA EFs - Grid'!$A$5:$BD$174,BP$11,FALSE)","v":537.5070565912265},{"$f":"VLOOKUP($B60,'IEA EFs - Grid'!$A$5:$BD$174,BQ$11,FALSE)","v":529.95262446865206},{"$f":"VLOOKUP($B60,'IEA EFs - Grid'!$A$5:$BD$174,BR$11,FALSE)","v":522.39819234607762},{"$f":"VLOOKUP($B60,'IEA EFs - Grid'!$A$5:$BD$174,BS$11,FALSE)","v":520.56068348924452},{"$f":"VLOOKUP($B60,'IEA EFs - Grid'!$A$5:$BD$174,BT$11,FALSE)","v":518.72317463241143},{"$f":"VLOOKUP($B60,'IEA EFs - Grid'!$A$5:$BD$174,BU$11,FALSE)","v":516.88566577557833},{"$f":"VLOOKUP($B60,'IEA EFs - Grid'!$A$5:$BD$174,BV$11,FALSE)","v":515.04815691874524},{"$f":"VLOOKUP($B60,'IEA EFs - Grid'!$A$5:$BD$174,BW$11,FALSE)","v":513.21064806191214},{"$f":"VLOOKUP($B60,'IEA EFs - Grid'!$A$5:$BD$174,BX$11,FALSE)","v":511.81825393876875},{"$f":"VLOOKUP($B60,'IEA EFs - Grid'!$A$5:$BD$174,BY$11,FALSE)","v":510.4258598156253},{"$f":"VLOOKUP($B60,'IEA EFs - Grid'!$A$5:$BD$174,BZ$11,FALSE)","v":509.03346569248203},{"$f":"VLOOKUP($B60,'IEA EFs - Grid'!$A$5:$BD$174,CA$11,FALSE)","v":507.64107156933864},{"$f":"VLOOKUP($B60,'IEA EFs - Grid'!$A$5:$BD$174,CB$11,FALSE)","v":506.24867744619519},{"$f":"CB60","v":506.24867744619519},506.24867744619519,506.24867744619519,506.24867744619519,506.24867744619519,506.24867744619519,506.24867744619519,506.24867744619519,506.24867744619519,506.24867744619519,506.24867744619519,506.24867744619519,506.24867744619519,506.24867744619519,506.24867744619519,506.24867744619519,506.24867744619519,506.24867744619519,506.24867744619519,506.24867744619519,506.24867744619519,506.24867744619519,506.24867744619519,506.24867744619519,506.24867744619519,506.24867744619519,506.24867744619519,506.24867744619519,506.24867744619519,506.24867744619519]
["Kazakhstan","Kazakhstan",460.87490000000003,491.55970000000002,301.59410000000003,573.98879999999997,null,510,511,512,513,514,515,516,517,518,519,520,521,522,523,524,525,526,527,528,529,530,531,532,533,534,535,536,537,538,539,540,541,542,543,544,545,546,547,548,549,550,null,{"$f":"VLOOKUP($B61,'IEA EFs - Grid'!$A$5:$BD$174,AX$11,FALSE)","v":408.86099999999999},{"$f":"VLOOKUP($B61,'IEA EFs - Grid'!$A$5:$BD$174,AY$11,FALSE)","v":431.02870000000001},{"$f":"VLOOKUP($B61,'IEA EFs - Grid'!$A$5:$BD$174,AZ$11,FALSE)","v":460.87490000000003},{"$f":"VLOOKUP($B61,'IEA EFs - Grid'!$A$5:$BD$174,BA$11,FALSE)","v":449.95121958873364},{"$f":"VLOOKUP($B61,'IEA EFs - Grid'!$A$5:$BD$174,BB$11,FALSE)","v":439.02753917746725},{"$f":"VLOOKUP($B61,'IEA EFs - Grid'!$A$5:$BD$174,BC$11,FALSE)","v":428.1038587662008},{"$f":"VLOOKUP($B61,'IEA EFs - Grid'!$A$5:$BD$174,BD$11,FALSE)","v":418.67029390627408},{"$f":"VLOOKUP($B61,'IEA EFs - Grid'!$A$5:$BD$174,BE$11,FALSE)","v":409.23672904634736},{"$f":"VLOOKUP($B61,'IEA EFs - Grid'!$A$5:$BD$174,BF$11,FALSE)","v":399.8031641864207},{"$f":"VLOOKUP($B61,'IEA EFs - Grid'!$A$5:$BD$174,BG$11,FALSE)","v":390.36959932649398},{"$f":"VLOOKUP($B61,'IEA EFs - Grid'!$A$5:$BD$174,BH$11,FALSE)","v":380.93603446656726},{"$f":"VLOOKUP($B61,'IEA EFs - Grid'!$A$5:$BD$174,BI$11,FALSE)","v":373.73066416329652},{"$f":"VLOOKUP($B61,'IEA EFs - Grid'!$A$5:$BD$174,BJ$11,FALSE)","v":366.52529386002578},{"$f":"VLOOKUP($B61,'IEA EFs - Grid'!$A$5:$BD$174,BK$11,FALSE)","v":359.3199235567551},{"$f":"VLOOKUP($B61,'IEA EFs - Grid'!$A$5:$BD$174,BL$11,FALSE)","v":352.11455325348436},{"$f":"VLOOKUP($B61,'IEA EFs - Grid'!$A$5:$BD$174,BM$11,FALSE)","v":344.90918295021362},{"$f":"VLOOKUP($B61,'IEA EFs - Grid'!$A$5:$BD$174,BN$11,FALSE)","v":340.25775326050115},{"$f":"VLOOKUP($B61,'IEA EFs - Grid'!$A$5:$BD$174,BO$11,FALSE)","v":335.60632357078862},{"$f":"VLOOKUP($B61,'IEA EFs - Grid'!$A$5:$BD$174,BP$11,FALSE)","v":330.95489388107615},{"$f":"VLOOKUP($B61,'IEA EFs - Grid'!$A$5:$BD$174,BQ$11,FALSE)","v":326.30346419136362},{"$f":"VLOOKUP($B61,'IEA EFs - Grid'!$A$5:$BD$174,BR$11,FALSE)","v":321.65203450165109},{"$f":"VLOOKUP($B61,'IEA EFs - Grid'!$A$5:$BD$174,BS$11,FALSE)","v":320.52063996224649},{"$f":"VLOOKUP($B61,'IEA EFs - Grid'!$A$5:$BD$174,BT$11,FALSE)","v":319.38924542284195},{"$f":"VLOOKUP($B61,'IEA EFs - Grid'!$A$5:$BD$174,BU$11,FALSE)","v":318.25785088343736},{"$f":"VLOOKUP($B61,'IEA EFs - Grid'!$A$5:$BD$174,BV$11,FALSE)","v":317.12645634403282},{"$f":"VLOOKUP($B61,'IEA EFs - Grid'!$A$5:$BD$174,BW$11,FALSE)","v":315.99506180462822},{"$f":"VLOOKUP($B61,'IEA EFs - Grid'!$A$5:$BD$174,BX$11,FALSE)","v":315.1377341777353},{"$f":"VLOOKUP($B61,'IEA EFs - Grid'!$A$5:$BD$174,BY$11,FALSE)","v":314.28040655084237},{"$f":"VLOOKUP($B61,'IEA EFs - Grid'!$A$5:$BD$174,BZ$11,FALSE)","v":313.4230789239495},{"$f":"VLOOKUP($B61,'IEA EFs - Grid'!$A$5:$BD$174,CA$11,FALSE)","v":312.56575129705658},{"$f":"VLOOKUP($B61,'IEA EFs - Grid'!$A$5:$BD$174,CB$11,FALSE)","v":311.70842367016365},{"$f":"CB61","v":311.70842367016365},311.70842367016365,311.70842367016365,311.70842367016365,311.70842367016365,311.70842367016365,311.70842367016365,311.70842367016365,311.70842367016365,311.70842367016365,311.70842367016365,311.70842367016365,311.70842367016365,311.70842367016365,311.70842367016365,311.70842367016365,311.70842367016365,311.70842367016365,311.70842367016365,311.70842367016365,311.70842367016365,311.70842367016365,311.70842367016365,311.70842367016365,311.70842367016365,311.70842367016365,311.70842367016365,311.70842367016365,311.70842367016365,311.70842367016365]
["Kosovo","Kosovo",1026.3259,1040.9362000000001,1110.4793999999999,{"$f":"$F$79","v":527.41980000000001},null,510,511,512,513,514,515,516,517,518,519,520,521,522,523,524,525,526,527,528,529,530,531,532,533,534,535,536,537,538,539,540,541,542,543,544,545,546,547,548,549,550,null,{"$f":"VLOOKUP($B62,'IEA EFs - Grid'!$A$5:$BD$174,AX$11,FALSE)","v":1287.4594},{"$f":"VLOOKUP($B62,'IEA EFs - Grid'!$A$5:$BD$174,AY$11,FALSE)","v":1108.6510000000001},{"$f":"VLOOKUP($B62,'IEA EFs - Grid'!$A$5:$BD$174,AZ$11,FALSE)","v":1026.3259},{"$f":"VLOOKUP($B62,'IEA EFs - Grid'!$A$5:$BD$174,BA$11,FALSE)","v":999.92354077146467},{"$f":"VLOOKUP($B62,'IEA EFs - Grid'!$A$5:$BD$174,BB$11,FALSE)","v":973.52118154292907},{"$f":"VLOOKUP($B62,'IEA EFs - Grid'!$A$5:$BD$174,BC$11,FALSE)","v":947.11882231439358},{"$f":"VLOOKUP($B62,'IEA EFs - Grid'!$A$5:$BD$174,BD$11,FALSE)","v":933.26579771197703},{"$f":"VLOOKUP($B62,'IEA EFs - Grid'!$A$5:$BD$174,BE$11,FALSE)","v":919.41277310956048},{"$f":"VLOOKUP($B62,'IEA EFs - Grid'!$A$5:$BD$174,BF$11,FALSE)","v":905.55974850714392},{"$f":"VLOOKUP($B62,'IEA EFs - Grid'!$A$5:$BD$174,BG$11,FALSE)","v":891.70672390472737},{"$f":"VLOOKUP($B62,'IEA EFs - Grid'!$A$5:$BD$174,BH$11,FALSE)","v":877.85369930231082},{"$f":"VLOOKUP($B62,'IEA EFs - Grid'!$A$5:$BD$174,BI$11,FALSE)","v":869.64790261269741},{"$f":"VLOOKUP($B62,'IEA EFs - Grid'!$A$5:$BD$174,BJ$11,FALSE)","v":861.44210592308377},{"$f":"VLOOKUP($B62,'IEA EFs - Grid'!$A$5:$BD$174,BK$11,FALSE)","v":853.23630923347037},{"$f":"VLOOKUP($B62,'IEA EFs - Grid'!$A$5:$BD$174,BL$11,FALSE)","v":845.03051254385673},{"$f":"VLOOKUP($B62,'IEA EFs - Grid'!$A$5:$BD$174,BM$11,FALSE)","v":836.82471585424332},{"$f":"VLOOKUP($B62,'IEA EFs - Grid'!$A$5:$BD$174,BN$11,FALSE)","v":833.57572991739448},{"$f":"VLOOKUP($B62,'IEA EFs - Grid'!$A$5:$BD$174,BO$11,FALSE)","v":830.32674398054553},{"$f":"VLOOKUP($B62,'IEA EFs - Grid'!$A$5:$BD$174,BP$11,FALSE)","v":827.07775804369669},{"$f":"VLOOKUP($B62,'IEA EFs - Grid'!$A$5:$BD$174,BQ$11,FALSE)","v":823.82877210684785},{"$f":"VLOOKUP($B62,'IEA EFs - Grid'!$A$5:$BD$174,BR$11,FALSE)","v":820.57978616999901},{"$f":"VLOOKUP($B62,'IEA EFs - Grid'!$A$5:$BD$174,BS$11,FALSE)","v":819.13553651444568},{"$f":"VLOOKUP($B62,'IEA EFs - Grid'!$A$5:$BD$174,BT$11,FALSE)","v":817.69128685889245},{"$f":"VLOOKUP($B62,'IEA EFs - Grid'!$A$5:$BD$174,BU$11,FALSE)","v":816.24703720333912},{"$f":"VLOOKUP($B62,'IEA EFs - Grid'!$A$5:$BD$174,BV$11,FALSE)","v":814.8027875477859},{"$f":"VLOOKUP($B62,'IEA EFs - Grid'!$A$5:$BD$174,BW$11,FALSE)","v":813.35853789223256},{"$f":"VLOOKUP($B62,'IEA EFs - Grid'!$A$5:$BD$174,BX$11,FALSE)","v":812.86299782889887},{"$f":"VLOOKUP($B62,'IEA EFs - Grid'!$A$5:$BD$174,BY$11,FALSE)","v":812.36745776556518},{"$f":"VLOOKUP($B62,'IEA EFs - Grid'!$A$5:$BD$174,BZ$11,FALSE)","v":811.87191770223149},{"$f":"VLOOKUP($B62,'IEA EFs - Grid'!$A$5:$BD$174,CA$11,FALSE)","v":811.37637763889779},{"$f":"VLOOKUP($B62,'IEA EFs - Grid'!$A$5:$BD$174,CB$11,FALSE)","v":810.8808375755641},{"$f":"CB62","v":810.8808375755641},810.8808375755641,810.8808375755641,810.8808375755641,810.8808375755641,810.8808375755641,810.8808375755641,810.8808375755641,810.8808375755641,810.8808375755641,810.8808375755641,810.8808375755641,810.8808375755641,810.8808375755641,810.8808375755641,810.8808375755641,810.8808375755641,810.8808375755641,810.8808375755641,810.8808375755641,810.8808375755641,810.8808375755641,810.8808375755641,810.8808375755641,810.8808375755641,810.8808375755641,810.8808375755641,810.8808375755641,810.8808375755641,810.8808375755641]
["Kyrgyzstan","Kyrgyzstan",34.786499999999997,443.45170000000002,936.13329999999996,448.21289999999999,null,510,511,512,513,514,515,516,517,518,519,520,521,522,523,524,525,526,527,528,529,530,531,532,533,534,535,536,537,538,539,540,541,542,543,544,545,546,547,548,549,550,null,{"$f":"VLOOKUP($B63,'IEA EFs - Grid'!$A$5:$BD$174,AX$11,FALSE)","v":36.914099999999998},{"$f":"VLOOKUP($B63,'IEA EFs - Grid'!$A$5:$BD$174,AY$11,FALSE)","v":31.081099999999999},{"$f":"VLOOKUP($B63,'IEA EFs - Grid'!$A$5:$BD$174,AZ$11,FALSE)","v":34.786499999999997},{"$f":"VLOOKUP($B63,'IEA EFs - Grid'!$A$5:$BD$174,BA$11,FALSE)","v":33.961988600862142},{"$f":"VLOOKUP($B63,'IEA EFs - Grid'!$A$5:$BD$174,BB$11,FALSE)","v":33.137477201724288},{"$f":"VLOOKUP($B63,'IEA EFs - Grid'!$A$5:$BD$174,BC$11,FALSE)","v":32.312965802586433},{"$f":"VLOOKUP($B63,'IEA EFs - Grid'!$A$5:$BD$174,BD$11,FALSE)","v":31.600927234203038},{"$f":"VLOOKUP($B63,'IEA EFs - Grid'!$A$5:$BD$174,BE$11,FALSE)","v":30.888888665819643},{"$f":"VLOOKUP($B63,'IEA EFs - Grid'!$A$5:$BD$174,BF$11,FALSE)","v":30.176850097436251},{"$f":"VLOOKUP($B63,'IEA EFs - Grid'!$A$5:$BD$174,BG$11,FALSE)","v":29.464811529052856},{"$f":"VLOOKUP($B63,'IEA EFs - Grid'!$A$5:$BD$174,BH$11,FALSE)","v":28.752772960669461},{"$f":"VLOOKUP($B63,'IEA EFs - Grid'!$A$5:$BD$174,BI$11,FALSE)","v":28.208916885941314},{"$f":"VLOOKUP($B63,'IEA EFs - Grid'!$A$5:$BD$174,BJ$11,FALSE)","v":27.665060811213166},{"$f":"VLOOKUP($B63,'IEA EFs - Grid'!$A$5:$BD$174,BK$11,FALSE)","v":27.121204736485023},{"$f":"VLOOKUP($B63,'IEA EFs - Grid'!$A$5:$BD$174,BL$11,FALSE)","v":26.577348661756876},{"$f":"VLOOKUP($B63,'IEA EFs - Grid'!$A$5:$BD$174,BM$11,FALSE)","v":26.033492587028729},{"$f":"VLOOKUP($B63,'IEA EFs - Grid'!$A$5:$BD$174,BN$11,FALSE)","v":25.682406079819973},{"$f":"VLOOKUP($B63,'IEA EFs - Grid'!$A$5:$BD$174,BO$11,FALSE)","v":25.331319572611218},{"$f":"VLOOKUP($B63,'IEA EFs - Grid'!$A$5:$BD$174,BP$11,FALSE)","v":24.980233065402466},{"$f":"VLOOKUP($B63,'IEA EFs - Grid'!$A$5:$BD$174,BQ$11,FALSE)","v":24.62914655819371},{"$f":"VLOOKUP($B63,'IEA EFs - Grid'!$A$5:$BD$174,BR$11,FALSE)","v":24.278060050984955},{"$f":"VLOOKUP($B63,'IEA EFs - Grid'!$A$5:$BD$174,BS$11,FALSE)","v":24.192663219556302},{"$f":"VLOOKUP($B63,'IEA EFs - Grid'!$A$5:$BD$174,BT$11,FALSE)","v":24.107266388127652},{"$f":"VLOOKUP($B63,'IEA EFs - Grid'!$A$5:$BD$174,BU$11,FALSE)","v":24.021869556698999},{"$f":"VLOOKUP($B63,'IEA EFs - Grid'!$A$5:$BD$174,BV$11,FALSE)","v":23.936472725270349},{"$f":"VLOOKUP($B63,'IEA EFs - Grid'!$A$5:$BD$174,BW$11,FALSE)","v":23.851075893841696},{"$f":"VLOOKUP($B63,'IEA EFs - Grid'!$A$5:$BD$174,BX$11,FALSE)","v":23.786365432297988},{"$f":"VLOOKUP($B63,'IEA EFs - Grid'!$A$5:$BD$174,BY$11,FALSE)","v":23.721654970754276},{"$f":"VLOOKUP($B63,'IEA EFs - Grid'!$A$5:$BD$174,BZ$11,FALSE)","v":23.656944509210572},{"$f":"VLOOKUP($B63,'IEA EFs - Grid'!$A$5:$BD$174,CA$11,FALSE)","v":23.592234047666864},{"$f":"VLOOKUP($B63,'IEA EFs - Grid'!$A$5:$BD$174,CB$11,FALSE)","v":23.527523586123152},{"$f":"CB63","v":23.527523586123152},23.527523586123152,23.527523586123152,23.527523586123152,23.527523586123152,23.527523586123152,23.527523586123152,23.527523586123152,23.527523586123152,23.527523586123152,23.527523586123152,23.527523586123152,23.527523586123152,23.527523586123152,23.527523586123152,23.527523586123152,23.527523586123152,23.527523586123152,23.527523586123152,23.527523586123152,23.527523586123152,23.527523586123152,23.527523586123152,23.527523586123152,23.527523586123152,23.527523586123152,23.527523586123152,23.527523586123152,23.527523586123152,23.527523586123152]
["Latvia","Latvia",91.083699999999993,{"$f":"$D$79","v":919.05070000000001},702.46960000000001,256.64830000000001,null,510,511,512,513,514,515,516,517,518,519,520,521,522,523,524,525,526,527,528,529,530,531,532,533,534,535,536,537,538,539,540,541,542,543,544,545,546,547,548,549,550,null,{"$f":"VLOOKUP($B64,'IEA EFs - Grid'!$A$5:$BD$174,AX$11,FALSE)","v":119.6816},{"$f":"VLOOKUP($B64,'IEA EFs - Grid'!$A$5:$BD$174,AY$11,FALSE)","v":132.6414},{"$f":"VLOOKUP($B64,'IEA EFs - Grid'!$A$5:$BD$174,AZ$11,FALSE)","v":91.083699999999993},{"$f":"VLOOKUP($B64,'IEA EFs - Grid'!$A$5:$BD$174,BA$11,FALSE)","v":88.924829492025566},{"$f":"VLOOKUP($B64,'IEA EFs - Grid'!$A$5:$BD$174,BB$11,FALSE)","v":86.765958984051139},{"$f":"VLOOKUP($B64,'IEA EFs - Grid'!$A$5:$BD$174,BC$11,FALSE)","v":84.607088476076697},{"$f":"VLOOKUP($B64,'IEA EFs - Grid'!$A$5:$BD$174,BD$11,FALSE)","v":82.74271271677172},{"$f":"VLOOKUP($B64,'IEA EFs - Grid'!$A$5:$BD$174,BE$11,FALSE)","v":80.878336957466743},{"$f":"VLOOKUP($B64,'IEA EFs - Grid'!$A$5:$BD$174,BF$11,FALSE)","v":79.013961198161766},{"$f":"VLOOKUP($B64,'IEA EFs - Grid'!$A$5:$BD$174,BG$11,FALSE)","v":77.149585438856789},{"$f":"VLOOKUP($B64,'IEA EFs - Grid'!$A$5:$BD$174,BH$11,FALSE)","v":75.285209679551812},{"$f":"VLOOKUP($B64,'IEA EFs - Grid'!$A$5:$BD$174,BI$11,FALSE)","v":73.86119681382182},{"$f":"VLOOKUP($B64,'IEA EFs - Grid'!$A$5:$BD$174,BJ$11,FALSE)","v":72.437183948091828},{"$f":"VLOOKUP($B64,'IEA EFs - Grid'!$A$5:$BD$174,BK$11,FALSE)","v":71.01317108236185},{"$f":"VLOOKUP($B64,'IEA EFs - Grid'!$A$5:$BD$174,BL$11,FALSE)","v":69.589158216631859},{"$f":"VLOOKUP($B64,'IEA EFs - Grid'!$A$5:$BD$174,BM$11,FALSE)","v":68.165145350901881},{"$f":"VLOOKUP($B64,'IEA EFs - Grid'!$A$5:$BD$174,BN$11,FALSE)","v":67.245873274186778},{"$f":"VLOOKUP($B64,'IEA EFs - Grid'!$A$5:$BD$174,BO$11,FALSE)","v":66.32660119747166},{"$f":"VLOOKUP($B64,'IEA EFs - Grid'!$A$5:$BD$174,BP$11,FALSE)","v":65.407329120756557},{"$f":"VLOOKUP($B64,'IEA EFs - Grid'!$A$5:$BD$174,BQ$11,FALSE)","v":64.48805704404144},{"$f":"VLOOKUP($B64,'IEA EFs - Grid'!$A$5:$BD$174,BR$11,FALSE)","v":63.56878496732633},{"$f":"VLOOKUP($B64,'IEA EFs - Grid'!$A$5:$BD$174,BS$11,FALSE)","v":63.345185025544367},{"$f":"VLOOKUP($B64,'IEA EFs - Grid'!$A$5:$BD$174,BT$11,FALSE)","v":63.121585083762419},{"$f":"VLOOKUP($B64,'IEA EFs - Grid'!$A$5:$BD$174,BU$11,FALSE)","v":62.897985141980463},{"$f":"VLOOKUP($B64,'IEA EFs - Grid'!$A$5:$BD$174,BV$11,FALSE)","v":62.674385200198515},{"$f":"VLOOKUP($B64,'IEA EFs - Grid'!$A$5:$BD$174,BW$11,FALSE)","v":62.450785258416559},{"$f":"VLOOKUP($B64,'IEA EFs - Grid'!$A$5:$BD$174,BX$11,FALSE)","v":62.281349751363287},{"$f":"VLOOKUP($B64,'IEA EFs - Grid'!$A$5:$BD$174,BY$11,FALSE)","v":62.111914244310007},{"$f":"VLOOKUP($B64,'IEA EFs - Grid'!$A$5:$BD$174,BZ$11,FALSE)","v":61.942478737256749},{"$f":"VLOOKUP($B64,'IEA EFs - Grid'!$A$5:$BD$174,CA$11,FALSE)","v":61.773043230203477},{"$f":"VLOOKUP($B64,'IEA EFs - Grid'!$A$5:$BD$174,CB$11,FALSE)","v":61.603607723150198},{"$f":"CB64","v":61.603607723150198},61.603607723150198,61.603607723150198,61.603607723150198,61.603607723150198,61.603607723150198,61.603607723150198,61.603607723150198,61.603607723150198,61.603607723150198,61.603607723150198,61.603607723150198,61.603607723150198,61.603607723150198,61.603607723150198,61.603607723150198,61.603607723150198,61.603607723150198,61.603607723150198,61.603607723150198,61.603607723150198,61.603607723150198,61.603607723150198,61.603607723150198,61.603607723150198,61.603607723150198,61.603607723150198,61.603607723150198,61.603607723150198,61.603607723150198]
["Lithuania","Lithuania",271.19240000000002,{"$f":"$D$79","v":919.05070000000001},916.47770000000003,350.495,null,510,511,512,513,514,515,516,517,518,519,520,521,522,523,524,525,526,527,528,529,530,531,532,533,534,535,536,537,538,539,540,541,542,543,544,545,546,547,548,549,550,null,{"$f":"VLOOKUP($B65,'IEA EFs - Grid'!$A$5:$BD$174,AX$11,FALSE)","v":337.86939999999998},{"$f":"VLOOKUP($B65,'IEA EFs - Grid'!$A$5:$BD$174,AY$11,FALSE)","v":269.91800000000001},{"$f":"VLOOKUP($B65,'IEA EFs - Grid'!$A$5:$BD$174,AZ$11,FALSE)","v":271.19240000000002},{"$f":"VLOOKUP($B65,'IEA EFs - Grid'!$A$5:$BD$174,BA$11,FALSE)","v":264.76458388859032},{"$f":"VLOOKUP($B65,'IEA EFs - Grid'!$A$5:$BD$174,BB$11,FALSE)","v":258.33676777718063},{"$f":"VLOOKUP($B65,'IEA EFs - Grid'!$A$5:$BD$174,BC$11,FALSE)","v":251.90895166577096},{"$f":"VLOOKUP($B65,'IEA EFs - Grid'!$A$5:$BD$174,BD$11,FALSE)","v":246.35796354530879},{"$f":"VLOOKUP($B65,'IEA EFs - Grid'!$A$5:$BD$174,BE$11,FALSE)","v":240.80697542484663},{"$f":"VLOOKUP($B65,'IEA EFs - Grid'!$A$5:$BD$174,BF$11,FALSE)","v":235.25598730438449},{"$f":"VLOOKUP($B65,'IEA EFs - Grid'!$A$5:$BD$174,BG$11,FALSE)","v":229.70499918392233},{"$f":"VLOOKUP($B65,'IEA EFs - Grid'!$A$5:$BD$174,BH$11,FALSE)","v":224.15401106346016},{"$f":"VLOOKUP($B65,'IEA EFs - Grid'!$A$5:$BD$174,BI$11,FALSE)","v":219.91415841487219},{"$f":"VLOOKUP($B65,'IEA EFs - Grid'!$A$5:$BD$174,BJ$11,FALSE)","v":215.67430576628422},{"$f":"VLOOKUP($B65,'IEA EFs - Grid'!$A$5:$BD$174,BK$11,FALSE)","v":211.43445311769628},{"$f":"VLOOKUP($B65,'IEA EFs - Grid'!$A$5:$BD$174,BL$11,FALSE)","v":207.19460046910831},{"$f":"VLOOKUP($B65,'IEA EFs - Grid'!$A$5:$BD$174,BM$11,FALSE)","v":202.95474782052034},{"$f":"VLOOKUP($B65,'IEA EFs - Grid'!$A$5:$BD$174,BN$11,FALSE)","v":200.21770924240644},{"$f":"VLOOKUP($B65,'IEA EFs - Grid'!$A$5:$BD$174,BO$11,FALSE)","v":197.48067066429252},{"$f":"VLOOKUP($B65,'IEA EFs - Grid'!$A$5:$BD$174,BP$11,FALSE)","v":194.74363208617862},{"$f":"VLOOKUP($B65,'IEA EFs - Grid'!$A$5:$BD$174,BQ$11,FALSE)","v":192.0065935080647},{"$f":"VLOOKUP($B65,'IEA EFs - Grid'!$A$5:$BD$174,BR$11,FALSE)","v":189.26955492995077},{"$f":"VLOOKUP($B65,'IEA EFs - Grid'!$A$5:$BD$174,BS$11,FALSE)","v":188.60380897483793},{"$f":"VLOOKUP($B65,'IEA EFs - Grid'!$A$5:$BD$174,BT$11,FALSE)","v":187.93806301972515},{"$f":"VLOOKUP($B65,'IEA EFs - Grid'!$A$5:$BD$174,BU$11,FALSE)","v":187.27231706461234},{"$f":"VLOOKUP($B65,'IEA EFs - Grid'!$A$5:$BD$174,BV$11,FALSE)","v":186.60657110949955},{"$f":"VLOOKUP($B65,'IEA EFs - Grid'!$A$5:$BD$174,BW$11,FALSE)","v":185.94082515438674},{"$f":"VLOOKUP($B65,'IEA EFs - Grid'!$A$5:$BD$174,BX$11,FALSE)","v":185.43634826331848},{"$f":"VLOOKUP($B65,'IEA EFs - Grid'!$A$5:$BD$174,BY$11,FALSE)","v":184.93187137225021},{"$f":"VLOOKUP($B65,'IEA EFs - Grid'!$A$5:$BD$174,BZ$11,FALSE)","v":184.42739448118198},{"$f":"VLOOKUP($B65,'IEA EFs - Grid'!$A$5:$BD$174,CA$11,FALSE)","v":183.92291759011371},{"$f":"VLOOKUP($B65,'IEA EFs - Grid'!$A$5:$BD$174,CB$11,FALSE)","v":183.41844069904545},{"$f":"CB65","v":183.41844069904545},183.41844069904545,183.41844069904545,183.41844069904545,183.41844069904545,183.41844069904545,183.41844069904545,183.41844069904545,183.41844069904545,183.41844069904545,183.41844069904545,183.41844069904545,183.41844069904545,183.41844069904545,183.41844069904545,183.41844069904545,183.41844069904545,183.41844069904545,183.41844069904545,183.41844069904545,183.41844069904545,183.41844069904545,183.41844069904545,183.41844069904545,183.41844069904545,183.41844069904545,183.41844069904545,183.41844069904545,183.41844069904545,183.41844069904545]
["FYR of Macedonia","Macedonia, FYR",853.21860000000004,1069.4612,800.75,351.517,null,510,511,512,513,514,515,516,517,518,519,520,521,522,523,524,525,526,527,528,529,530,531,532,533,534,535,536,537,538,539,540,541,542,543,544,545,546,547,548,549,550,null,{"$f":"VLOOKUP($B66,'IEA EFs - Grid'!$A$5:$BD$174,AX$11,FALSE)","v":683.59839999999997},{"$f":"VLOOKUP($B66,'IEA EFs - Grid'!$A$5:$BD$174,AY$11,FALSE)","v":860.07460000000003},{"$f":"VLOOKUP($B66,'IEA EFs - Grid'!$A$5:$BD$174,AZ$11,FALSE)","v":853.21860000000004},{"$f":"VLOOKUP($B66,'IEA EFs - Grid'!$A$5:$BD$174,BA$11,FALSE)","v":832.9955691789504},{"$f":"VLOOKUP($B66,'IEA EFs - Grid'!$A$5:$BD$174,BB$11,FALSE)","v":812.77253835790077},{"$f":"VLOOKUP($B66,'IEA EFs - Grid'!$A$5:$BD$174,BC$11,FALSE)","v":792.54950753685114},{"$f":"VLOOKUP($B66,'IEA EFs - Grid'!$A$5:$BD$174,BD$11,FALSE)","v":775.08513053824299},{"$f":"VLOOKUP($B66,'IEA EFs - Grid'!$A$5:$BD$174,BE$11,FALSE)","v":757.62075353963473},{"$f":"VLOOKUP($B66,'IEA EFs - Grid'!$A$5:$BD$174,BF$11,FALSE)","v":740.15637654102659},{"$f":"VLOOKUP($B66,'IEA EFs - Grid'!$A$5:$BD$174,BG$11,FALSE)","v":722.69199954241833},{"$f":"VLOOKUP($B66,'IEA EFs - Grid'!$A$5:$BD$174,BH$11,FALSE)","v":705.22762254381007},{"$f":"VLOOKUP($B66,'IEA EFs - Grid'!$A$5:$BD$174,BI$11,FALSE)","v":691.88830646771601},{"$f":"VLOOKUP($B66,'IEA EFs - Grid'!$A$5:$BD$174,BJ$11,FALSE)","v":678.54899039162194},{"$f":"VLOOKUP($B66,'IEA EFs - Grid'!$A$5:$BD$174,BK$11,FALSE)","v":665.20967431552799},{"$f":"VLOOKUP($B66,'IEA EFs - Grid'!$A$5:$BD$174,BL$11,FALSE)","v":651.87035823943393},{"$f":"VLOOKUP($B66,'IEA EFs - Grid'!$A$5:$BD$174,BM$11,FALSE)","v":638.53104216333986},{"$f":"VLOOKUP($B66,'IEA EFs - Grid'!$A$5:$BD$174,BN$11,FALSE)","v":629.91984131934737},{"$f":"VLOOKUP($B66,'IEA EFs - Grid'!$A$5:$BD$174,BO$11,FALSE)","v":621.30864047535488},{"$f":"VLOOKUP($B66,'IEA EFs - Grid'!$A$5:$BD$174,BP$11,FALSE)","v":612.6974396313625},{"$f":"VLOOKUP($B66,'IEA EFs - Grid'!$A$5:$BD$174,BQ$11,FALSE)","v":604.08623878737001},{"$f":"VLOOKUP($B66,'IEA EFs - Grid'!$A$5:$BD$174,BR$11,FALSE)","v":595.47503794337752},{"$f":"VLOOKUP($B66,'IEA EFs - Grid'!$A$5:$BD$174,BS$11,FALSE)","v":593.38048502900006},{"$f":"VLOOKUP($B66,'IEA EFs - Grid'!$A$5:$BD$174,BT$11,FALSE)","v":591.28593211462271},{"$f":"VLOOKUP($B66,'IEA EFs - Grid'!$A$5:$BD$174,BU$11,FALSE)","v":589.19137920024525},{"$f":"VLOOKUP($B66,'IEA EFs - Grid'!$A$5:$BD$174,BV$11,FALSE)","v":587.09682628586791},{"$f":"VLOOKUP($B66,'IEA EFs - Grid'!$A$5:$BD$174,BW$11,FALSE)","v":585.00227337149045},{"$f":"VLOOKUP($B66,'IEA EFs - Grid'!$A$5:$BD$174,BX$11,FALSE)","v":583.41510106603641},{"$f":"VLOOKUP($B66,'IEA EFs - Grid'!$A$5:$BD$174,BY$11,FALSE)","v":581.82792876058238},{"$f":"VLOOKUP($B66,'IEA EFs - Grid'!$A$5:$BD$174,BZ$11,FALSE)","v":580.24075645512846},{"$f":"VLOOKUP($B66,'IEA EFs - Grid'!$A$5:$BD$174,CA$11,FALSE)","v":578.65358414967443},{"$f":"VLOOKUP($B66,'IEA EFs - Grid'!$A$5:$BD$174,CB$11,FALSE)","v":577.0664118442204},{"$f":"CB66","v":577.0664118442204},577.0664118442204,577.0664118442204,577.0664118442204,577.0664118442204,577.0664118442204,577.0664118442204,577.0664118442204,577.0664118442204,577.0664118442204,577.0664118442204,577.0664118442204,577.0664118442204,577.0664118442204,577.0664118442204,577.0664118442204,577.0664118442204,577.0664118442204,577.0664118442204,577.0664118442204,577.0664118442204,577.0664118442204,577.0664118442204,577.0664118442204,577.0664118442204,577.0664118442204,577.0664118442204,577.0664118442204,577.0664118442204,577.0664118442204]
["Malta","Malta",871.5258,{"$f":"$D$79","v":919.05070000000001},881.14530000000002,{"$f":"$F$79","v":527.41980000000001},null,510,511,512,513,514,515,516,517,518,519,520,521,522,523,524,525,526,527,528,529,530,531,532,533,534,535,536,537,538,539,540,541,542,543,544,545,546,547,548,549,550,null,{"$f":"VLOOKUP($B67,'IEA EFs - Grid'!$A$5:$BD$174,AX$11,FALSE)","v":871.49310000000003},{"$f":"VLOOKUP($B67,'IEA EFs - Grid'!$A$5:$BD$174,AY$11,FALSE)","v":860.78620000000001},{"$f":"VLOOKUP($B67,'IEA EFs - Grid'!$A$5:$BD$174,AZ$11,FALSE)","v":871.5258},{"$f":"VLOOKUP($B67,'IEA EFs - Grid'!$A$5:$BD$174,BA$11,FALSE)","v":850.86885098981679},{"$f":"VLOOKUP($B67,'IEA EFs - Grid'!$A$5:$BD$174,BB$11,FALSE)","v":830.21190197963358},{"$f":"VLOOKUP($B67,'IEA EFs - Grid'!$A$5:$BD$174,BC$11,FALSE)","v":809.55495296945037},{"$f":"VLOOKUP($B67,'IEA EFs - Grid'!$A$5:$BD$174,BD$11,FALSE)","v":791.71584920962425},{"$f":"VLOOKUP($B67,'IEA EFs - Grid'!$A$5:$BD$174,BE$11,FALSE)","v":773.87674544979802},{"$f":"VLOOKUP($B67,'IEA EFs - Grid'!$A$5:$BD$174,BF$11,FALSE)","v":756.03764168997191},{"$f":"VLOOKUP($B67,'IEA EFs - Grid'!$A$5:$BD$174,BG$11,FALSE)","v":738.19853793014568},{"$f":"VLOOKUP($B67,'IEA EFs - Grid'!$A$5:$BD$174,BH$11,FALSE)","v":720.35943417031956},{"$f":"VLOOKUP($B67,'IEA EFs - Grid'!$A$5:$BD$174,BI$11,FALSE)","v":706.73390125921014},{"$f":"VLOOKUP($B67,'IEA EFs - Grid'!$A$5:$BD$174,BJ$11,FALSE)","v":693.10836834810073},{"$f":"VLOOKUP($B67,'IEA EFs - Grid'!$A$5:$BD$174,BK$11,FALSE)","v":679.48283543699142},{"$f":"VLOOKUP($B67,'IEA EFs - Grid'!$A$5:$BD$174,BL$11,FALSE)","v":665.85730252588201},{"$f":"VLOOKUP($B67,'IEA EFs - Grid'!$A$5:$BD$174,BM$11,FALSE)","v":652.23176961477259},{"$f":"VLOOKUP($B67,'IEA EFs - Grid'!$A$5:$BD$174,BN$11,FALSE)","v":643.43580137812},{"$f":"VLOOKUP($B67,'IEA EFs - Grid'!$A$5:$BD$174,BO$11,FALSE)","v":634.63983314146731},{"$f":"VLOOKUP($B67,'IEA EFs - Grid'!$A$5:$BD$174,BP$11,FALSE)","v":625.84386490481484},{"$f":"VLOOKUP($B67,'IEA EFs - Grid'!$A$5:$BD$174,BQ$11,FALSE)","v":617.04789666816214},{"$f":"VLOOKUP($B67,'IEA EFs - Grid'!$A$5:$BD$174,BR$11,FALSE)","v":608.25192843150955},{"$f":"VLOOKUP($B67,'IEA EFs - Grid'!$A$5:$BD$174,BS$11,FALSE)","v":606.11243345994524},{"$f":"VLOOKUP($B67,'IEA EFs - Grid'!$A$5:$BD$174,BT$11,FALSE)","v":603.97293848838103},{"$f":"VLOOKUP($B67,'IEA EFs - Grid'!$A$5:$BD$174,BU$11,FALSE)","v":601.83344351681671},{"$f":"VLOOKUP($B67,'IEA EFs - Grid'!$A$5:$BD$174,BV$11,FALSE)","v":599.69394854525251},{"$f":"VLOOKUP($B67,'IEA EFs - Grid'!$A$5:$BD$174,BW$11,FALSE)","v":597.55445357368819},{"$f":"VLOOKUP($B67,'IEA EFs - Grid'!$A$5:$BD$174,BX$11,FALSE)","v":595.93322589153422},{"$f":"VLOOKUP($B67,'IEA EFs - Grid'!$A$5:$BD$174,BY$11,FALSE)","v":594.31199820938014},{"$f":"VLOOKUP($B67,'IEA EFs - Grid'!$A$5:$BD$174,BZ$11,FALSE)","v":592.69077052722628},{"$f":"VLOOKUP($B67,'IEA EFs - Grid'!$A$5:$BD$174,CA$11,FALSE)","v":591.06954284507231},{"$f":"VLOOKUP($B67,'IEA EFs - Grid'!$A$5:$BD$174,CB$11,FALSE)","v":589.44831516291822},{"$f":"CB67","v":589.44831516291822},589.44831516291822,589.44831516291822,589.44831516291822,589.44831516291822,589.44831516291822,589.44831516291822,589.44831516291822,589.44831516291822,589.44831516291822,589.44831516291822,589.44831516291822,589.44831516291822,589.44831516291822,589.44831516291822,589.44831516291822,589.44831516291822,589.44831516291822,589.44831516291822,589.44831516291822,589.44831516291822,589.44831516291822,589.44831516291822,589.44831516291822,589.44831516291822,589.44831516291822,589.44831516291822,589.44831516291822,589.44831516291822,589.44831516291822]
["Republic of Moldova","Moldova",497.12479999999999,{"$f":"$D$79","v":919.05070000000001},{"$f":"$E$79","v":785.51969999999994},521.75530000000003,null,510,511,512,513,514,515,516,517,518,519,520,521,522,523,524,525,526,527,528,529,530,531,532,533,534,535,536,537,538,539,540,541,542,543,544,545,546,547,548,549,550,null,{"$f":"VLOOKUP($B68,'IEA EFs - Grid'!$A$5:$BD$174,AX$11,FALSE)","v":485.9239},{"$f":"VLOOKUP($B68,'IEA EFs - Grid'!$A$5:$BD$174,AY$11,FALSE)","v":486.1173},{"$f":"VLOOKUP($B68,'IEA EFs - Grid'!$A$5:$BD$174,AZ$11,FALSE)","v":497.12479999999999},{"$f":"VLOOKUP($B68,'IEA EFs - Grid'!$A$5:$BD$174,BA$11,FALSE)","v":485.34192260807708},{"$f":"VLOOKUP($B68,'IEA EFs - Grid'!$A$5:$BD$174,BB$11,FALSE)","v":473.55904521615417},{"$f":"VLOOKUP($B68,'IEA EFs - Grid'!$A$5:$BD$174,BC$11,FALSE)","v":461.77616782423127},{"$f":"VLOOKUP($B68,'IEA EFs - Grid'!$A$5:$BD$174,BD$11,FALSE)","v":451.60061032635474},{"$f":"VLOOKUP($B68,'IEA EFs - Grid'!$A$5:$BD$174,BE$11,FALSE)","v":441.42505282847821},{"$f":"VLOOKUP($B68,'IEA EFs - Grid'!$A$5:$BD$174,BF$11,FALSE)","v":431.24949533060175},{"$f":"VLOOKUP($B68,'IEA EFs - Grid'!$A$5:$BD$174,BG$11,FALSE)","v":421.07393783272522},{"$f":"VLOOKUP($B68,'IEA EFs - Grid'!$A$5:$BD$174,BH$11,FALSE)","v":410.8983803348487},{"$f":"VLOOKUP($B68,'IEA EFs - Grid'!$A$5:$BD$174,BI$11,FALSE)","v":403.12627499576553},{"$f":"VLOOKUP($B68,'IEA EFs - Grid'!$A$5:$BD$174,BJ$11,FALSE)","v":395.35416965668242},{"$f":"VLOOKUP($B68,'IEA EFs - Grid'!$A$5:$BD$174,BK$11,FALSE)","v":387.58206431759936},{"$f":"VLOOKUP($B68,'IEA EFs - Grid'!$A$5:$BD$174,BL$11,FALSE)","v":379.80995897851625},{"$f":"VLOOKUP($B68,'IEA EFs - Grid'!$A$5:$BD$174,BM$11,FALSE)","v":372.03785363943314},{"$f":"VLOOKUP($B68,'IEA EFs - Grid'!$A$5:$BD$174,BN$11,FALSE)","v":367.02056792000604},{"$f":"VLOOKUP($B68,'IEA EFs - Grid'!$A$5:$BD$174,BO$11,FALSE)","v":362.00328220057889},{"$f":"VLOOKUP($B68,'IEA EFs - Grid'!$A$5:$BD$174,BP$11,FALSE)","v":356.98599648115186},{"$f":"VLOOKUP($B68,'IEA EFs - Grid'!$A$5:$BD$174,BQ$11,FALSE)","v":351.96871076172471},{"$f":"VLOOKUP($B68,'IEA EFs - Grid'!$A$5:$BD$174,BR$11,FALSE)","v":346.95142504229761},{"$f":"VLOOKUP($B68,'IEA EFs - Grid'!$A$5:$BD$174,BS$11,FALSE)","v":345.73104119383328},{"$f":"VLOOKUP($B68,'IEA EFs - Grid'!$A$5:$BD$174,BT$11,FALSE)","v":344.510657345369},{"$f":"VLOOKUP($B68,'IEA EFs - Grid'!$A$5:$BD$174,BU$11,FALSE)","v":343.29027349690472},{"$f":"VLOOKUP($B68,'IEA EFs - Grid'!$A$5:$BD$174,BV$11,FALSE)","v":342.06988964844049},{"$f":"VLOOKUP($B68,'IEA EFs - Grid'!$A$5:$BD$174,BW$11,FALSE)","v":340.84950579997621},{"$f":"VLOOKUP($B68,'IEA EFs - Grid'!$A$5:$BD$174,BX$11,FALSE)","v":339.92474546901957},{"$f":"VLOOKUP($B68,'IEA EFs - Grid'!$A$5:$BD$174,BY$11,FALSE)","v":338.99998513806287},{"$f":"VLOOKUP($B68,'IEA EFs - Grid'!$A$5:$BD$174,BZ$11,FALSE)","v":338.07522480710628},{"$f":"VLOOKUP($B68,'IEA EFs - Grid'!$A$5:$BD$174,CA$11,FALSE)","v":337.15046447614964},{"$f":"VLOOKUP($B68,'IEA EFs - Grid'!$A$5:$BD$174,CB$11,FALSE)","v":336.22570414519294},{"$f":"CB68","v":336.22570414519294},336.22570414519294,336.22570414519294,336.22570414519294,336.22570414519294,336.22570414519294,336.22570414519294,336.22570414519294,336.22570414519294,336.22570414519294,336.22570414519294,336.22570414519294,336.22570414519294,336.22570414519294,336.22570414519294,336.22570414519294,336.22570414519294,336.22570414519294,336.22570414519294,336.22570414519294,336.22570414519294,336.22570414519294,336.22570414519294,336.22570414519294,336.22570414519294,336.22570414519294,336.22570414519294,336.22570414519294,336.22570414519294,336.22570414519294]
["Montenegro","Montenegro",545.46169999999995,1132.5757000000001,{"$f":"$E$79","v":785.51969999999994},{"$f":"$F$79","v":527.41980000000001},null,510,511,512,513,514,515,516,517,518,519,520,521,522,523,524,525,526,527,528,529,530,531,532,533,534,535,536,537,538,539,540,541,542,543,544,545,546,547,548,549,550,null,{"$f":"VLOOKUP($B69,'IEA EFs - Grid'!$A$5:$BD$174,AX$11,FALSE)","v":422.42739999999998},{"$f":"VLOOKUP($B69,'IEA EFs - Grid'!$A$5:$BD$174,AY$11,FALSE)","v":654.57119999999998},{"$f":"VLOOKUP($B69,'IEA EFs - Grid'!$A$5:$BD$174,AZ$11,FALSE)","v":545.46169999999995},{"$f":"VLOOKUP($B69,'IEA EFs - Grid'!$A$5:$BD$174,BA$11,FALSE)","v":531.42963109400466},{"$f":"VLOOKUP($B69,'IEA EFs - Grid'!$A$5:$BD$174,BB$11,FALSE)","v":517.39756218800926},{"$f":"VLOOKUP($B69,'IEA EFs - Grid'!$A$5:$BD$174,BC$11,FALSE)","v":503.36549328201397},{"$f":"VLOOKUP($B69,'IEA EFs - Grid'!$A$5:$BD$174,BD$11,FALSE)","v":496.00302259918703},{"$f":"VLOOKUP($B69,'IEA EFs - Grid'!$A$5:$BD$174,BE$11,FALSE)","v":488.64055191636015},{"$f":"VLOOKUP($B69,'IEA EFs - Grid'!$A$5:$BD$174,BF$11,FALSE)","v":481.27808123353321},{"$f":"VLOOKUP($B69,'IEA EFs - Grid'!$A$5:$BD$174,BG$11,FALSE)","v":473.91561055070628},{"$f":"VLOOKUP($B69,'IEA EFs - Grid'!$A$5:$BD$174,BH$11,FALSE)","v":466.55313986787934},{"$f":"VLOOKUP($B69,'IEA EFs - Grid'!$A$5:$BD$174,BI$11,FALSE)","v":462.19200291111844},{"$f":"VLOOKUP($B69,'IEA EFs - Grid'!$A$5:$BD$174,BJ$11,FALSE)","v":457.83086595435742},{"$f":"VLOOKUP($B69,'IEA EFs - Grid'!$A$5:$BD$174,BK$11,FALSE)","v":453.46972899759652},{"$f":"VLOOKUP($B69,'IEA EFs - Grid'!$A$5:$BD$174,BL$11,FALSE)","v":449.1085920408355},{"$f":"VLOOKUP($B69,'IEA EFs - Grid'!$A$5:$BD$174,BM$11,FALSE)","v":444.7474550840746},{"$f":"VLOOKUP($B69,'IEA EFs - Grid'!$A$5:$BD$174,BN$11,FALSE)","v":443.02071566106127},{"$f":"VLOOKUP($B69,'IEA EFs - Grid'!$A$5:$BD$174,BO$11,FALSE)","v":441.29397623804783},{"$f":"VLOOKUP($B69,'IEA EFs - Grid'!$A$5:$BD$174,BP$11,FALSE)","v":439.56723681503451},{"$f":"VLOOKUP($B69,'IEA EFs - Grid'!$A$5:$BD$174,BQ$11,FALSE)","v":437.84049739202118},{"$f":"VLOOKUP($B69,'IEA EFs - Grid'!$A$5:$BD$174,BR$11,FALSE)","v":436.11375796900779},{"$f":"VLOOKUP($B69,'IEA EFs - Grid'!$A$5:$BD$174,BS$11,FALSE)","v":435.34618221909977},{"$f":"VLOOKUP($B69,'IEA EFs - Grid'!$A$5:$BD$174,BT$11,FALSE)","v":434.57860646919181},{"$f":"VLOOKUP($B69,'IEA EFs - Grid'!$A$5:$BD$174,BU$11,FALSE)","v":433.81103071928379},{"$f":"VLOOKUP($B69,'IEA EFs - Grid'!$A$5:$BD$174,BV$11,FALSE)","v":433.04345496937577},{"$f":"VLOOKUP($B69,'IEA EFs - Grid'!$A$5:$BD$174,BW$11,FALSE)","v":432.27587921946775},{"$f":"VLOOKUP($B69,'IEA EFs - Grid'!$A$5:$BD$174,BX$11,FALSE)","v":432.01251440974789},{"$f":"VLOOKUP($B69,'IEA EFs - Grid'!$A$5:$BD$174,BY$11,FALSE)","v":431.74914960002803},{"$f":"VLOOKUP($B69,'IEA EFs - Grid'!$A$5:$BD$174,BZ$11,FALSE)","v":431.48578479030817},{"$f":"VLOOKUP($B69,'IEA EFs - Grid'!$A$5:$BD$174,CA$11,FALSE)","v":431.22241998058831},{"$f":"VLOOKUP($B69,'IEA EFs - Grid'!$A$5:$BD$174,CB$11,FALSE)","v":430.95905517086845},{"$f":"CB69","v":430.95905517086845},430.95905517086845,430.95905517086845,430.95905517086845,430.95905517086845,430.95905517086845,430.95905517086845,430.95905517086845,430.95905517086845,430.95905517086845,430.95905517086845,430.95905517086845,430.95905517086845,430.95905517086845,430.95905517086845,430.95905517086845,430.95905517086845,430.95905517086845,430.95905517086845,430.95905517086845,430.95905517086845,430.95905517086845,430.95905517086845,430.95905517086845,430.95905517086845,430.95905517086845,430.95905517086845,430.95905517086845,430.95905517086845,430.95905517086845]
["Romania","Romania",480.62779999999998,1056.0931,721.27279999999996,393.21120000000002,null,510,511,512,513,514,515,516,517,518,519,520,521,522,523,524,525,526,527,528,529,530,531,532,533,534,535,536,537,538,539,540,541,542,543,544,545,546,547,548,549,550,null,{"$f":"VLOOKUP($B70,'IEA EFs - Grid'!$A$5:$BD$174,AX$11,FALSE)","v":412.39519999999999},{"$f":"VLOOKUP($B70,'IEA EFs - Grid'!$A$5:$BD$174,AY$11,FALSE)","v":498.69159999999999},{"$f":"VLOOKUP($B70,'IEA EFs - Grid'!$A$5:$BD$174,AZ$11,FALSE)","v":480.62779999999998},{"$f":"VLOOKUP($B70,'IEA EFs - Grid'!$A$5:$BD$174,BA$11,FALSE)","v":469.23593534438504},{"$f":"VLOOKUP($B70,'IEA EFs - Grid'!$A$5:$BD$174,BB$11,FALSE)","v":457.8440706887701},{"$f":"VLOOKUP($B70,'IEA EFs - Grid'!$A$5:$BD$174,BC$11,FALSE)","v":446.45220603315516},{"$f":"VLOOKUP($B70,'IEA EFs - Grid'!$A$5:$BD$174,BD$11,FALSE)","v":436.61432264053849},{"$f":"VLOOKUP($B70,'IEA EFs - Grid'!$A$5:$BD$174,BE$11,FALSE)","v":426.77643924792176},{"$f":"VLOOKUP($B70,'IEA EFs - Grid'!$A$5:$BD$174,BF$11,FALSE)","v":416.93855585530508},{"$f":"VLOOKUP($B70,'IEA EFs - Grid'!$A$5:$BD$174,BG$11,FALSE)","v":407.10067246268835},{"$f":"VLOOKUP($B70,'IEA EFs - Grid'!$A$5:$BD$174,BH$11,FALSE)","v":397.26278907007168},{"$f":"VLOOKUP($B70,'IEA EFs - Grid'!$A$5:$BD$174,BI$11,FALSE)","v":389.74859969450284},{"$f":"VLOOKUP($B70,'IEA EFs - Grid'!$A$5:$BD$174,BJ$11,FALSE)","v":382.23441031893401},{"$f":"VLOOKUP($B70,'IEA EFs - Grid'!$A$5:$BD$174,BK$11,FALSE)","v":374.72022094336523},{"$f":"VLOOKUP($B70,'IEA EFs - Grid'!$A$5:$BD$174,BL$11,FALSE)","v":367.2060315677964},{"$f":"VLOOKUP($B70,'IEA EFs - Grid'!$A$5:$BD$174,BM$11,FALSE)","v":359.69184219222757},{"$f":"VLOOKUP($B70,'IEA EFs - Grid'!$A$5:$BD$174,BN$11,FALSE)","v":354.84105422651021},{"$f":"VLOOKUP($B70,'IEA EFs - Grid'!$A$5:$BD$174,BO$11,FALSE)","v":349.99026626079279},{"$f":"VLOOKUP($B70,'IEA EFs - Grid'!$A$5:$BD$174,BP$11,FALSE)","v":345.13947829507543},{"$f":"VLOOKUP($B70,'IEA EFs - Grid'!$A$5:$BD$174,BQ$11,FALSE)","v":340.28869032935802},{"$f":"VLOOKUP($B70,'IEA EFs - Grid'!$A$5:$BD$174,BR$11,FALSE)","v":335.4379023636406},{"$f":"VLOOKUP($B70,'IEA EFs - Grid'!$A$5:$BD$174,BS$11,FALSE)","v":334.25801674086955},{"$f":"VLOOKUP($B70,'IEA EFs - Grid'!$A$5:$BD$174,BT$11,FALSE)","v":333.07813111809855},{"$f":"VLOOKUP($B70,'IEA EFs - Grid'!$A$5:$BD$174,BU$11,FALSE)","v":331.8982454953275},{"$f":"VLOOKUP($B70,'IEA EFs - Grid'!$A$5:$BD$174,BV$11,FALSE)","v":330.7183598725565},{"$f":"VLOOKUP($B70,'IEA EFs - Grid'!$A$5:$BD$174,BW$11,FALSE)","v":329.53847424978545},{"$f":"VLOOKUP($B70,'IEA EFs - Grid'!$A$5:$BD$174,BX$11,FALSE)","v":328.64440192952509},{"$f":"VLOOKUP($B70,'IEA EFs - Grid'!$A$5:$BD$174,BY$11,FALSE)","v":327.75032960926472},{"$f":"VLOOKUP($B70,'IEA EFs - Grid'!$A$5:$BD$174,BZ$11,FALSE)","v":326.85625728900442},{"$f":"VLOOKUP($B70,'IEA EFs - Grid'!$A$5:$BD$174,CA$11,FALSE)","v":325.96218496874405},{"$f":"VLOOKUP($B70,'IEA EFs - Grid'!$A$5:$BD$174,CB$11,FALSE)","v":325.06811264848369},{"$f":"CB70","v":325.06811264848369},325.06811264848369,325.06811264848369,325.06811264848369,325.06811264848369,325.06811264848369,325.06811264848369,325.06811264848369,325.06811264848369,325.06811264848369,325.06811264848369,325.06811264848369,325.06811264848369,325.06811264848369,325.06811264848369,325.06811264848369,325.06811264848369,325.06811264848369,325.06811264848369,325.06811264848369,325.06811264848369,325.06811264848369,325.06811264848369,325.06811264848369,325.06811264848369,325.06811264848369,325.06811264848369,325.06811264848369,325.06811264848369,325.06811264848369]
["Russian Federation","Russia",428.779,935.50450000000001,801.72310000000004,520.05700000000002,null,510,511,512,513,514,515,516,517,518,519,520,521,522,523,524,525,526,527,528,529,530,531,532,533,534,535,536,537,538,539,540,541,542,543,544,545,546,547,548,549,550,null,{"$f":"VLOOKUP($B71,'IEA EFs - Grid'!$A$5:$BD$174,AX$11,FALSE)","v":411.96249999999998},{"$f":"VLOOKUP($B71,'IEA EFs - Grid'!$A$5:$BD$174,AY$11,FALSE)","v":437.35079999999999},{"$f":"VLOOKUP($B71,'IEA EFs - Grid'!$A$5:$BD$174,AZ$11,FALSE)","v":428.779},{"$f":"VLOOKUP($B71,'IEA EFs - Grid'!$A$5:$BD$174,BA$11,FALSE)","v":419.42685795458647},{"$f":"VLOOKUP($B71,'IEA EFs - Grid'!$A$5:$BD$174,BB$11,FALSE)","v":410.07471590917299},{"$f":"VLOOKUP($B71,'IEA EFs - Grid'!$A$5:$BD$174,BC$11,FALSE)","v":400.72257386375946},{"$f":"VLOOKUP($B71,'IEA EFs - Grid'!$A$5:$BD$174,BD$11,FALSE)","v":391.33948597275804},{"$f":"VLOOKUP($B71,'IEA EFs - Grid'!$A$5:$BD$174,BE$11,FALSE)","v":381.95639808175662},{"$f":"VLOOKUP($B71,'IEA EFs - Grid'!$A$5:$BD$174,BF$11,FALSE)","v":372.57331019075525},{"$f":"VLOOKUP($B71,'IEA EFs - Grid'!$A$5:$BD$174,BG$11,FALSE)","v":363.19022229975383},{"$f":"VLOOKUP($B71,'IEA EFs - Grid'!$A$5:$BD$174,BH$11,FALSE)","v":353.8071344087524},{"$f":"VLOOKUP($B71,'IEA EFs - Grid'!$A$5:$BD$174,BI$11,FALSE)","v":346.7860792033149},{"$f":"VLOOKUP($B71,'IEA EFs - Grid'!$A$5:$BD$174,BJ$11,FALSE)","v":339.76502399787739},{"$f":"VLOOKUP($B71,'IEA EFs - Grid'!$A$5:$BD$174,BK$11,FALSE)","v":332.74396879243983},{"$f":"VLOOKUP($B71,'IEA EFs - Grid'!$A$5:$BD$174,BL$11,FALSE)","v":325.72291358700232},{"$f":"VLOOKUP($B71,'IEA EFs - Grid'!$A$5:$BD$174,BM$11,FALSE)","v":318.70185838156482},{"$f":"VLOOKUP($B71,'IEA EFs - Grid'!$A$5:$BD$174,BN$11,FALSE)","v":314.18514352162634},{"$f":"VLOOKUP($B71,'IEA EFs - Grid'!$A$5:$BD$174,BO$11,FALSE)","v":309.66842866168787},{"$f":"VLOOKUP($B71,'IEA EFs - Grid'!$A$5:$BD$174,BP$11,FALSE)","v":305.15171380174945},{"$f":"VLOOKUP($B71,'IEA EFs - Grid'!$A$5:$BD$174,BQ$11,FALSE)","v":300.63499894181098},{"$f":"VLOOKUP($B71,'IEA EFs - Grid'!$A$5:$BD$174,BR$11,FALSE)","v":296.1182840818725},{"$f":"VLOOKUP($B71,'IEA EFs - Grid'!$A$5:$BD$174,BS$11,FALSE)","v":294.60212408516105},{"$f":"VLOOKUP($B71,'IEA EFs - Grid'!$A$5:$BD$174,BT$11,FALSE)","v":293.08596408844966},{"$f":"VLOOKUP($B71,'IEA EFs - Grid'!$A$5:$BD$174,BU$11,FALSE)","v":291.56980409173821},{"$f":"VLOOKUP($B71,'IEA EFs - Grid'!$A$5:$BD$174,BV$11,FALSE)","v":290.05364409502681},{"$f":"VLOOKUP($B71,'IEA EFs - Grid'!$A$5:$BD$174,BW$11,FALSE)","v":288.53748409831536},{"$f":"VLOOKUP($B71,'IEA EFs - Grid'!$A$5:$BD$174,BX$11,FALSE)","v":287.33514286478277},{"$f":"VLOOKUP($B71,'IEA EFs - Grid'!$A$5:$BD$174,BY$11,FALSE)","v":286.13280163125023},{"$f":"VLOOKUP($B71,'IEA EFs - Grid'!$A$5:$BD$174,BZ$11,FALSE)","v":284.9304603977177},{"$f":"VLOOKUP($B71,'IEA EFs - Grid'!$A$5:$BD$174,CA$11,FALSE)","v":283.72811916418516},{"$f":"VLOOKUP($B71,'IEA EFs - Grid'!$A$5:$BD$174,CB$11,FALSE)","v":282.52577793065262},{"$f":"CB71","v":282.52577793065262},282.52577793065262,282.52577793065262,282.52577793065262,282.52577793065262,282.52577793065262,282.52577793065262,282.52577793065262,282.52577793065262,282.52577793065262,282.52577793065262,282.52577793065262,282.52577793065262,282.52577793065262,282.52577793065262,282.52577793065262,282.52577793065262,282.52577793065262,282.52577793065262,282.52577793065262,282.52577793065262,282.52577793065262,282.52577793065262,282.52577793065262,282.52577793065262,282.52577793065262,282.52577793065262,282.52577793065262,282.52577793065262,282.52577793065262]
["Serbia","Serbia",759.94740000000002,1031.1309000000001,463.3784,474.06,null,510,511,512,513,514,515,516,517,518,519,520,521,522,523,524,525,526,527,528,529,530,531,532,533,534,535,536,537,538,539,540,541,542,543,544,545,546,547,548,549,550,null,{"$f":"VLOOKUP($B72,'IEA EFs - Grid'!$A$5:$BD$174,AX$11,FALSE)","v":711.33230000000003},{"$f":"VLOOKUP($B72,'IEA EFs - Grid'!$A$5:$BD$174,AY$11,FALSE)","v":783.55730000000005},{"$f":"VLOOKUP($B72,'IEA EFs - Grid'!$A$5:$BD$174,AZ$11,FALSE)","v":759.94740000000002},{"$f":"VLOOKUP($B72,'IEA EFs - Grid'!$A$5:$BD$174,BA$11,FALSE)","v":741.93508792361479},{"$f":"VLOOKUP($B72,'IEA EFs - Grid'!$A$5:$BD$174,BB$11,FALSE)","v":723.92277584722956},{"$f":"VLOOKUP($B72,'IEA EFs - Grid'!$A$5:$BD$174,BC$11,FALSE)","v":705.91046377084433},{"$f":"VLOOKUP($B72,'IEA EFs - Grid'!$A$5:$BD$174,BD$11,FALSE)","v":690.35523807286722},{"$f":"VLOOKUP($B72,'IEA EFs - Grid'!$A$5:$BD$174,BE$11,FALSE)","v":674.80001237489},{"$f":"VLOOKUP($B72,'IEA EFs - Grid'!$A$5:$BD$174,BF$11,FALSE)","v":659.2447866769129},{"$f":"VLOOKUP($B72,'IEA EFs - Grid'!$A$5:$BD$174,BG$11,FALSE)","v":643.68956097893567},{"$f":"VLOOKUP($B72,'IEA EFs - Grid'!$A$5:$BD$174,BH$11,FALSE)","v":628.13433528095845},{"$f":"VLOOKUP($B72,'IEA EFs - Grid'!$A$5:$BD$174,BI$11,FALSE)","v":616.25323169296132},{"$f":"VLOOKUP($B72,'IEA EFs - Grid'!$A$5:$BD$174,BJ$11,FALSE)","v":604.37212810496419},{"$f":"VLOOKUP($B72,'IEA EFs - Grid'!$A$5:$BD$174,BK$11,FALSE)","v":592.49102451696717},{"$f":"VLOOKUP($B72,'IEA EFs - Grid'!$A$5:$BD$174,BL$11,FALSE)","v":580.60992092897004},{"$f":"VLOOKUP($B72,'IEA EFs - Grid'!$A$5:$BD$174,BM$11,FALSE)","v":568.72881734097291},{"$f":"VLOOKUP($B72,'IEA EFs - Grid'!$A$5:$BD$174,BN$11,FALSE)","v":561.05896615363372},{"$f":"VLOOKUP($B72,'IEA EFs - Grid'!$A$5:$BD$174,BO$11,FALSE)","v":553.38911496629453},{"$f":"VLOOKUP($B72,'IEA EFs - Grid'!$A$5:$BD$174,BP$11,FALSE)","v":545.71926377895545},{"$f":"VLOOKUP($B72,'IEA EFs - Grid'!$A$5:$BD$174,BQ$11,FALSE)","v":538.04941259161626},{"$f":"VLOOKUP($B72,'IEA EFs - Grid'!$A$5:$BD$174,BR$11,FALSE)","v":530.37956140427707},{"$f":"VLOOKUP($B72,'IEA EFs - Grid'!$A$5:$BD$174,BS$11,FALSE)","v":528.51397849100772},{"$f":"VLOOKUP($B72,'IEA EFs - Grid'!$A$5:$BD$174,BT$11,FALSE)","v":526.64839557773848},{"$f":"VLOOKUP($B72,'IEA EFs - Grid'!$A$5:$BD$174,BU$11,FALSE)","v":524.78281266446913},{"$f":"VLOOKUP($B72,'IEA EFs - Grid'!$A$5:$BD$174,BV$11,FALSE)","v":522.9172297511999},{"$f":"VLOOKUP($B72,'IEA EFs - Grid'!$A$5:$BD$174,BW$11,FALSE)","v":521.05164683793055},{"$f":"VLOOKUP($B72,'IEA EFs - Grid'!$A$5:$BD$174,BX$11,FALSE)","v":519.63797926565564},{"$f":"VLOOKUP($B72,'IEA EFs - Grid'!$A$5:$BD$174,BY$11,FALSE)","v":518.22431169338074},{"$f":"VLOOKUP($B72,'IEA EFs - Grid'!$A$5:$BD$174,BZ$11,FALSE)","v":516.81064412110595},{"$f":"VLOOKUP($B72,'IEA EFs - Grid'!$A$5:$BD$174,CA$11,FALSE)","v":515.39697654883105},{"$f":"VLOOKUP($B72,'IEA EFs - Grid'!$A$5:$BD$174,CB$11,FALSE)","v":513.98330897655615},{"$f":"CB72","v":513.98330897655615},513.98330897655615,513.98330897655615,513.98330897655615,513.98330897655615,513.98330897655615,513.98330897655615,513.98330897655615,513.98330897655615,513.98330897655615,513.98330897655615,513.98330897655615,513.98330897655615,513.98330897655615,513.98330897655615,513.98330897655615,513.98330897655615,513.98330897655615,513.98330897655615,513.98330897655615,513.98330897655615,513.98330897655615,513.98330897655615,513.98330897655615,513.98330897655615,513.98330897655615,513.98330897655615,513.98330897655615,513.98330897655615,513.98330897655615]
["Tajikistan","Tajikistan",1.2809999999999999,{"$f":"$D$79","v":919.05070000000001},{"$f":"$E$79","v":785.51969999999994},293.83760000000001,null,510,511,512,513,514,515,516,517,518,519,520,521,522,523,524,525,526,527,528,529,530,531,532,533,534,535,536,537,538,539,540,541,542,543,544,545,546,547,548,549,550,null,{"$f":"VLOOKUP($B73,'IEA EFs - Grid'!$A$5:$BD$174,AX$11,FALSE)","v":0.71809999999999996},{"$f":"VLOOKUP($B73,'IEA EFs - Grid'!$A$5:$BD$174,AY$11,FALSE)","v":0.77380000000000004},{"$f":"VLOOKUP($B73,'IEA EFs - Grid'!$A$5:$BD$174,AZ$11,FALSE)","v":1.2809999999999999},{"$f":"VLOOKUP($B73,'IEA EFs - Grid'!$A$5:$BD$174,BA$11,FALSE)","v":1.2506376725943802},{"$f":"VLOOKUP($B73,'IEA EFs - Grid'!$A$5:$BD$174,BB$11,FALSE)","v":1.2202753451887605},{"$f":"VLOOKUP($B73,'IEA EFs - Grid'!$A$5:$BD$174,BC$11,FALSE)","v":1.1899130177831407},{"$f":"VLOOKUP($B73,'IEA EFs - Grid'!$A$5:$BD$174,BD$11,FALSE)","v":1.1636924607826054},{"$f":"VLOOKUP($B73,'IEA EFs - Grid'!$A$5:$BD$174,BE$11,FALSE)","v":1.1374719037820697},{"$f":"VLOOKUP($B73,'IEA EFs - Grid'!$A$5:$BD$174,BF$11,FALSE)","v":1.1112513467815344},{"$f":"VLOOKUP($B73,'IEA EFs - Grid'!$A$5:$BD$174,BG$11,FALSE)","v":1.0850307897809988},{"$f":"VLOOKUP($B73,'IEA EFs - Grid'!$A$5:$BD$174,BH$11,FALSE)","v":1.0588102327804632},{"$f":"VLOOKUP($B73,'IEA EFs - Grid'!$A$5:$BD$174,BI$11,FALSE)","v":1.0387829339223786},{"$f":"VLOOKUP($B73,'IEA EFs - Grid'!$A$5:$BD$174,BJ$11,FALSE)","v":1.0187556350642941},{"$f":"VLOOKUP($B73,'IEA EFs - Grid'!$A$5:$BD$174,BK$11,FALSE)","v":0.99872833620620982},{"$f":"VLOOKUP($B73,'IEA EFs - Grid'!$A$5:$BD$174,BL$11,FALSE)","v":0.9787010373481253},{"$f":"VLOOKUP($B73,'IEA EFs - Grid'!$A$5:$BD$174,BM$11,FALSE)","v":0.95867373849004078},{"$f":"VLOOKUP($B73,'IEA EFs - Grid'!$A$5:$BD$174,BN$11,FALSE)","v":0.94574510767824849},{"$f":"VLOOKUP($B73,'IEA EFs - Grid'!$A$5:$BD$174,BO$11,FALSE)","v":0.93281647686645608},{"$f":"VLOOKUP($B73,'IEA EFs - Grid'!$A$5:$BD$174,BP$11,FALSE)","v":0.91988784605466389},{"$f":"VLOOKUP($B73,'IEA EFs - Grid'!$A$5:$BD$174,BQ$11,FALSE)","v":0.90695921524287149},{"$f":"VLOOKUP($B73,'IEA EFs - Grid'!$A$5:$BD$174,BR$11,FALSE)","v":0.89403058443107908},{"$f":"VLOOKUP($B73,'IEA EFs - Grid'!$A$5:$BD$174,BS$11,FALSE)","v":0.89088587768966765},{"$f":"VLOOKUP($B73,'IEA EFs - Grid'!$A$5:$BD$174,BT$11,FALSE)","v":0.88774117094825644},{"$f":"VLOOKUP($B73,'IEA EFs - Grid'!$A$5:$BD$174,BU$11,FALSE)","v":0.88459646420684512},{"$f":"VLOOKUP($B73,'IEA EFs - Grid'!$A$5:$BD$174,BV$11,FALSE)","v":0.88145175746543392},{"$f":"VLOOKUP($B73,'IEA EFs - Grid'!$A$5:$BD$174,BW$11,FALSE)","v":0.8783070507240226},{"$f":"VLOOKUP($B73,'IEA EFs - Grid'!$A$5:$BD$174,BX$11,FALSE)","v":0.87592411190472508},{"$f":"VLOOKUP($B73,'IEA EFs - Grid'!$A$5:$BD$174,BY$11,FALSE)","v":0.87354117308542756},{"$f":"VLOOKUP($B73,'IEA EFs - Grid'!$A$5:$BD$174,BZ$11,FALSE)","v":0.87115823426613026},{"$f":"VLOOKUP($B73,'IEA EFs - Grid'!$A$5:$BD$174,CA$11,FALSE)","v":0.86877529544683274},{"$f":"VLOOKUP($B73,'IEA EFs - Grid'!$A$5:$BD$174,CB$11,FALSE)","v":0.86639235662753522},{"$f":"CB73","v":0.86639235662753522},0.86639235662753522,0.86639235662753522,0.86639235662753522,0.86639235662753522,0.86639235662753522,0.86639235662753522,0.86639235662753522,0.86639235662753522,0.86639235662753522,0.86639235662753522,0.86639235662753522,0.86639235662753522,0.86639235662753522,0.86639235662753522,0.86639235662753522,0.86639235662753522,0.86639235662753522,0.86639235662753522,0.86639235662753522,0.86639235662753522,0.86639235662753522,0.86639235662753522,0.86639235662753522,0.86639235662753522,0.86639235662753522,0.86639235662753522,0.86639235662753522,0.86639235662753522,0.86639235662753522]
["Turkmenistan","Turkmenistan",986.74469999999997,{"$f":"$D$79","v":919.05070000000001},{"$f":"$E$79","v":785.51969999999994},986.74469999999997,null,510,511,512,513,514,515,516,517,518,519,520,521,522,523,524,525,526,527,528,529,530,531,532,533,534,535,536,537,538,539,540,541,542,543,544,545,546,{"$f":"MOD(AS73,100)+500","v":547},548,549,550,null,{"$f":"VLOOKUP($B74,'IEA EFs - Grid'!$A$5:$BD$174,AX$11,FALSE)","v":953.55370000000005},{"$f":"VLOOKUP($B74,'IEA EFs - Grid'!$A$5:$BD$174,AY$11,FALSE)","v":983.43759999999997},{"$f":"VLOOKUP($B74,'IEA EFs - Grid'!$A$5:$BD$174,AZ$11,FALSE)","v":986.74469999999997},{"$f":"VLOOKUP($B74,'IEA EFs - Grid'!$A$5:$BD$174,BA$11,FALSE)","v":963.35682673914118},{"$f":"VLOOKUP($B74,'IEA EFs - Grid'!$A$5:$BD$174,BB$11,FALSE)","v":939.9689534782824},{"$f":"VLOOKUP($B74,'IEA EFs - Grid'!$A$5:$BD$174,BC$11,FALSE)","v":916.58108021742362},{"$f":"VLOOKUP($B74,'IEA EFs - Grid'!$A$5:$BD$174,BD$11,FALSE)","v":896.38358166057253},{"$f":"VLOOKUP($B74,'IEA EFs - Grid'!$A$5:$BD$174,BE$11,FALSE)","v":876.18608310372133},{"$f":"VLOOKUP($B74,'IEA EFs - Grid'!$A$5:$BD$174,BF$11,FALSE)","v":855.98858454687024},{"$f":"VLOOKUP($B74,'IEA EFs - Grid'!$A$5:$BD$174,BG$11,FALSE)","v":835.79108599001904},{"$f":"VLOOKUP($B74,'IEA EFs - Grid'!$A$5:$BD$174,BH$11,FALSE)","v":815.59358743316784},{"$f":"VLOOKUP($B74,'IEA EFs - Grid'!$A$5:$BD$174,BI$11,FALSE)","v":800.16670921027094},{"$f":"VLOOKUP($B74,'IEA EFs - Grid'!$A$5:$BD$174,BJ$11,FALSE)","v":784.73983098737403},{"$f":"VLOOKUP($B74,'IEA EFs - Grid'!$A$5:$BD$174,BK$11,FALSE)","v":769.31295276447725},{"$f":"VLOOKUP($B74,'IEA EFs - Grid'!$A$5:$BD$174,BL$11,FALSE)","v":753.88607454158034},{"$f":"VLOOKUP($B74,'IEA EFs - Grid'!$A$5:$BD$174,BM$11,FALSE)","v":738.45919631868344},{"$f":"VLOOKUP($B74,'IEA EFs - Grid'!$A$5:$BD$174,BN$11,FALSE)","v":728.50036889339628},{"$f":"VLOOKUP($B74,'IEA EFs - Grid'!$A$5:$BD$174,BO$11,FALSE)","v":718.54154146810913},{"$f":"VLOOKUP($B74,'IEA EFs - Grid'!$A$5:$BD$174,BP$11,FALSE)","v":708.58271404282209},{"$f":"VLOOKUP($B74,'IEA EFs - Grid'!$A$5:$BD$174,BQ$11,FALSE)","v":698.62388661753494},{"$f":"VLOOKUP($B74,'IEA EFs - Grid'!$A$5:$BD$174,BR$11,FALSE)","v":688.66505919224778},{"$f":"VLOOKUP($B74,'IEA EFs - Grid'!$A$5:$BD$174,BS$11,FALSE)","v":686.24271515622752},{"$f":"VLOOKUP($B74,'IEA EFs - Grid'!$A$5:$BD$174,BT$11,FALSE)","v":683.82037112020737},{"$f":"VLOOKUP($B74,'IEA EFs - Grid'!$A$5:$BD$174,BU$11,FALSE)","v":681.39802708418711},{"$f":"VLOOKUP($B74,'IEA EFs - Grid'!$A$5:$BD$174,BV$11,FALSE)","v":678.97568304816696},{"$f":"VLOOKUP($B74,'IEA EFs - Grid'!$A$5:$BD$174,BW$11,FALSE)","v":676.55333901214669},{"$f":"VLOOKUP($B74,'IEA EFs - Grid'!$A$5:$BD$174,BX$11,FALSE)","v":674.71777909773141},{"$f":"VLOOKUP($B74,'IEA EFs - Grid'!$A$5:$BD$174,BY$11,FALSE)","v":672.88221918331601},{"$f":"VLOOKUP($B74,'IEA EFs - Grid'!$A$5:$BD$174,BZ$11,FALSE)","v":671.04665926890084},{"$f":"VLOOKUP($B74,'IEA EFs - Grid'!$A$5:$BD$174,CA$11,FALSE)","v":669.21109935448555},{"$f":"VLOOKUP($B74,'IEA EFs - Grid'!$A$5:$BD$174,CB$11,FALSE)","v":667.37553944007016},{"$f":"CB74","v":667.37553944007016},667.37553944007016,667.37553944007016,667.37553944007016,667.37553944007016,667.37553944007016,667.37553944007016,667.37553944007016,667.37553944007016,667.37553944007016,667.37553944007016,667.37553944007016,667.37553944007016,667.37553944007016,667.37553944007016,667.37553944007016,667.37553944007016,667.37553944007016,667.37553944007016,667.37553944007016,667.37553944007016,667.37553944007016,667.37553944007016,667.37553944007016,667.37553944007016,667.37553944007016,667.37553944007016,667.37553944007016,667.37553944007016,667.37553944007016]
["Ukraine","Ukraine",459.97579999999999,1057.3423,750.41110000000003,371.65429999999998,null,510,511,512,513,514,515,516,517,518,519,520,521,522,523,524,525,526,527,528,529,530,{"$f":"MOD(AC74,100)+500","v":531},532,533,534,535,536,537,538,539,540,541,542,543,544,545,546,547,548,549,550,null,{"$f":"VLOOKUP($B75,'IEA EFs - Grid'!$A$5:$BD$174,AX$11,FALSE)","v":415.6576},{"$f":"VLOOKUP($B75,'IEA EFs - Grid'!$A$5:$BD$174,AY$11,FALSE)","v":450.19349999999997},{"$f":"VLOOKUP($B75,'IEA EFs - Grid'!$A$5:$BD$174,AZ$11,FALSE)","v":459.97579999999999},{"$f":"VLOOKUP($B75,'IEA EFs - Grid'!$A$5:$BD$174,BA$11,FALSE)","v":449.07343010284006},{"$f":"VLOOKUP($B75,'IEA EFs - Grid'!$A$5:$BD$174,BB$11,FALSE)","v":438.17106020568013},{"$f":"VLOOKUP($B75,'IEA EFs - Grid'!$A$5:$BD$174,BC$11,FALSE)","v":427.26869030852021},{"$f":"VLOOKUP($B75,'IEA EFs - Grid'!$A$5:$BD$174,BD$11,FALSE)","v":417.85352896365924},{"$f":"VLOOKUP($B75,'IEA EFs - Grid'!$A$5:$BD$174,BE$11,FALSE)","v":408.43836761879822},{"$f":"VLOOKUP($B75,'IEA EFs - Grid'!$A$5:$BD$174,BF$11,FALSE)","v":399.02320627393726},{"$f":"VLOOKUP($B75,'IEA EFs - Grid'!$A$5:$BD$174,BG$11,FALSE)","v":389.60804492907624},{"$f":"VLOOKUP($B75,'IEA EFs - Grid'!$A$5:$BD$174,BH$11,FALSE)","v":380.19288358421528},{"$f":"VLOOKUP($B75,'IEA EFs - Grid'!$A$5:$BD$174,BI$11,FALSE)","v":373.00156991201658},{"$f":"VLOOKUP($B75,'IEA EFs - Grid'!$A$5:$BD$174,BJ$11,FALSE)","v":365.81025623981787},{"$f":"VLOOKUP($B75,'IEA EFs - Grid'!$A$5:$BD$174,BK$11,FALSE)","v":358.61894256761929},{"$f":"VLOOKUP($B75,'IEA EFs - Grid'!$A$5:$BD$174,BL$11,FALSE)","v":351.42762889542058},{"$f":"VLOOKUP($B75,'IEA EFs - Grid'!$A$5:$BD$174,BM$11,FALSE)","v":344.23631522322194},{"$f":"VLOOKUP($B75,'IEA EFs - Grid'!$A$5:$BD$174,BN$11,FALSE)","v":339.59395979733682},{"$f":"VLOOKUP($B75,'IEA EFs - Grid'!$A$5:$BD$174,BO$11,FALSE)","v":334.95160437145165},{"$f":"VLOOKUP($B75,'IEA EFs - Grid'!$A$5:$BD$174,BP$11,FALSE)","v":330.30924894556659},{"$f":"VLOOKUP($B75,'IEA EFs - Grid'!$A$5:$BD$174,BQ$11,FALSE)","v":325.66689351968142},{"$f":"VLOOKUP($B75,'IEA EFs - Grid'!$A$5:$BD$174,BR$11,FALSE)","v":321.02453809379631},{"$f":"VLOOKUP($B75,'IEA EFs - Grid'!$A$5:$BD$174,BS$11,FALSE)","v":319.89535074083295},{"$f":"VLOOKUP($B75,'IEA EFs - Grid'!$A$5:$BD$174,BT$11,FALSE)","v":318.7661633878696},{"$f":"VLOOKUP($B75,'IEA EFs - Grid'!$A$5:$BD$174,BU$11,FALSE)","v":317.63697603490624},{"$f":"VLOOKUP($B75,'IEA EFs - Grid'!$A$5:$BD$174,BV$11,FALSE)","v":316.50778868194294},{"$f":"VLOOKUP($B75,'IEA EFs - Grid'!$A$5:$BD$174,BW$11,FALSE)","v":315.37860132897958},{"$f":"VLOOKUP($B75,'IEA EFs - Grid'!$A$5:$BD$174,BX$11,FALSE)","v":314.52294622378253},{"$f":"VLOOKUP($B75,'IEA EFs - Grid'!$A$5:$BD$174,BY$11,FALSE)","v":313.66729111858547},{"$f":"VLOOKUP($B75,'IEA EFs - Grid'!$A$5:$BD$174,BZ$11,FALSE)","v":312.81163601338852},{"$f":"VLOOKUP($B75,'IEA EFs - Grid'!$A$5:$BD$174,CA$11,FALSE)","v":311.95598090819146},{"$f":"VLOOKUP($B75,'IEA EFs - Grid'!$A$5:$BD$174,CB$11,FALSE)","v":311.1003258029944},{"$f":"CB75","v":311.1003258029944},311.1003258029944,311.1003258029944,311.1003258029944,311.1003258029944,311.1003258029944,311.1003258029944,311.1003258029944,311.1003258029944,311.1003258029944,311.1003258029944,311.1003258029944,311.1003258029944,311.1003258029944,311.1003258029944,311.1003258029944,311.1003258029944,311.1003258029944,311.1003258029944,311.1003258029944,311.1003258029944,311.1003258029944,311.1003258029944,311.1003258029944,311.1003258029944,311.1003258029944,311.1003258029944,311.1003258029944,311.1003258029944,311.1003258029944]
["Uzbekistan","Uzbekistan",546.10950000000003,1565.6724999999999,783.74810000000002,643.07950000000005,null,510,511,512,513,514,515,516,517,518,519,520,521,522,523,524,525,526,527,528,529,530,531,532,533,534,535,536,537,538,539,540,541,542,543,544,545,546,547,548,549,550,null,{"$f":"VLOOKUP($B76,'IEA EFs - Grid'!$A$5:$BD$174,AX$11,FALSE)","v":549.79589999999996},{"$f":"VLOOKUP($B76,'IEA EFs - Grid'!$A$5:$BD$174,AY$11,FALSE)","v":558.27629999999999},{"$f":"VLOOKUP($B76,'IEA EFs - Grid'!$A$5:$BD$174,AZ$11,FALSE)","v":546.10950000000003},{"$f":"VLOOKUP($B76,'IEA EFs - Grid'!$A$5:$BD$174,BA$11,FALSE)","v":533.16558474760404},{"$f":"VLOOKUP($B76,'IEA EFs - Grid'!$A$5:$BD$174,BB$11,FALSE)","v":520.22166949520806},{"$f":"VLOOKUP($B76,'IEA EFs - Grid'!$A$5:$BD$174,BC$11,FALSE)","v":507.27775424281202},{"$f":"VLOOKUP($B76,'IEA EFs - Grid'!$A$5:$BD$174,BD$11,FALSE)","v":496.09953779216102},{"$f":"VLOOKUP($B76,'IEA EFs - Grid'!$A$5:$BD$174,BE$11,FALSE)","v":484.92132134151001},{"$f":"VLOOKUP($B76,'IEA EFs - Grid'!$A$5:$BD$174,BF$11,FALSE)","v":473.74310489085906},{"$f":"VLOOKUP($B76,'IEA EFs - Grid'!$A$5:$BD$174,BG$11,FALSE)","v":462.56488844020799},{"$f":"VLOOKUP($B76,'IEA EFs - Grid'!$A$5:$BD$174,BH$11,FALSE)","v":451.38667198955699},{"$f":"VLOOKUP($B76,'IEA EFs - Grid'!$A$5:$BD$174,BI$11,FALSE)","v":442.84873431138436},{"$f":"VLOOKUP($B76,'IEA EFs - Grid'!$A$5:$BD$174,BJ$11,FALSE)","v":434.31079663321174},{"$f":"VLOOKUP($B76,'IEA EFs - Grid'!$A$5:$BD$174,BK$11,FALSE)","v":425.77285895503923},{"$f":"VLOOKUP($B76,'IEA EFs - Grid'!$A$5:$BD$174,BL$11,FALSE)","v":417.2349212768666},{"$f":"VLOOKUP($B76,'IEA EFs - Grid'!$A$5:$BD$174,BM$11,FALSE)","v":408.69698359869403},{"$f":"VLOOKUP($B76,'IEA EFs - Grid'!$A$5:$BD$174,BN$11,FALSE)","v":403.18531450555389},{"$f":"VLOOKUP($B76,'IEA EFs - Grid'!$A$5:$BD$174,BO$11,FALSE)","v":397.67364541241375},{"$f":"VLOOKUP($B76,'IEA EFs - Grid'!$A$5:$BD$174,BP$11,FALSE)","v":392.16197631927366},{"$f":"VLOOKUP($B76,'IEA EFs - Grid'!$A$5:$BD$174,BQ$11,FALSE)","v":386.65030722613352},{"$f":"VLOOKUP($B76,'IEA EFs - Grid'!$A$5:$BD$174,BR$11,FALSE)","v":381.13863813299338},{"$f":"VLOOKUP($B76,'IEA EFs - Grid'!$A$5:$BD$174,BS$11,FALSE)","v":379.79800251535187},{"$f":"VLOOKUP($B76,'IEA EFs - Grid'!$A$5:$BD$174,BT$11,FALSE)","v":378.45736689771041},{"$f":"VLOOKUP($B76,'IEA EFs - Grid'!$A$5:$BD$174,BU$11,FALSE)","v":377.1167312800689},{"$f":"VLOOKUP($B76,'IEA EFs - Grid'!$A$5:$BD$174,BV$11,FALSE)","v":375.77609566242745},{"$f":"VLOOKUP($B76,'IEA EFs - Grid'!$A$5:$BD$174,BW$11,FALSE)","v":374.43546004478594},{"$f":"VLOOKUP($B76,'IEA EFs - Grid'!$A$5:$BD$174,BX$11,FALSE)","v":373.41957750994038},{"$f":"VLOOKUP($B76,'IEA EFs - Grid'!$A$5:$BD$174,BY$11,FALSE)","v":372.40369497509482},{"$f":"VLOOKUP($B76,'IEA EFs - Grid'!$A$5:$BD$174,BZ$11,FALSE)","v":371.38781244024938},{"$f":"VLOOKUP($B76,'IEA EFs - Grid'!$A$5:$BD$174,CA$11,FALSE)","v":370.37192990540382},{"$f":"VLOOKUP($B76,'IEA EFs - Grid'!$A$5:$BD$174,CB$11,FALSE)","v":369.35604737055826},{"$f":"CB76","v":369.35604737055826},369.35604737055826,369.35604737055826,369.35604737055826,369.35604737055826,369.35604737055826,369.35604737055826,369.35604737055826,369.35604737055826,369.35604737055826,369.35604737055826,369.35604737055826,369.35604737055826,369.35604737055826,369.35604737055826,369.35604737055826,369.35604737055826,369.35604737055826,369.35604737055826,369.35604737055826,369.35604737055826,369.35604737055826,369.35604737055826,369.35604737055826,369.35604737055826,369.35604737055826,369.35604737055826,369.35604737055826,369.35604737055826,369.35604737055826]
["Former Soviet Union (if no detail)","Former Soviet Union (if no detail)","x","x","x","x",null,510,511,512,513,514,515,516,517,518,519,520,521,522,523,524,525,526,527,528,529,530,531,532,533,534,535,536,537,538,539,540,541,542,543,544,545,546,547,548,549,550,null,{"$f":"VLOOKUP($B77,'IEA EFs - Grid'!$A$5:$BD$174,AX$11,FALSE)","v":"x"},{"$f":"VLOOKUP($B77,'IEA EFs - Grid'!$A$5:$BD$174,AY$11,FALSE)","v":"x"},{"$f":"VLOOKUP($B77,'IEA EFs - Grid'!$A$5:$BD$174,AZ$11,FALSE)","v":"x"},{"$f":"VLOOKUP($B77,'IEA EFs - Grid'!$A$5:$BD$174,BA$11,FALSE)","v":0},{"$f":"VLOOKUP($B77,'IEA EFs - Grid'!$A$5:$BD$174,BB$11,FALSE)","v":0},{"$f":"VLOOKUP($B77,'IEA EFs - Grid'!$A$5:$BD$174,BC$11,FALSE)","v":0},{"$f":"VLOOKUP($B77,'IEA EFs - Grid'!$A$5:$BD$174,BD$11,FALSE)","v":0},{"$f":"VLOOKUP($B77,'IEA EFs - Grid'!$A$5:$BD$174,BE$11,FALSE)","v":0},{"$f":"VLOOKUP($B77,'IEA EFs - Grid'!$A$5:$BD$174,BF$11,FALSE)","v":0},{"$f":"VLOOKUP($B77,'IEA EFs - Grid'!$A$5:$BD$174,BG$11,FALSE)","v":0},{"$f":"VLOOKUP($B77,'IEA EFs - Grid'!$A$5:$BD$174,BH$11,FALSE)","v":0},{"$f":"VLOOKUP($B77,'IEA EFs - Grid'!$A$5:$BD$174,BI$11,FALSE)","v":0},{"$f":"VLOOKUP($B77,'IEA EFs - Grid'!$A$5:$BD$174,BJ$11,FALSE)","v":0},{"$f":"VLOOKUP($B77,'IEA EFs - Grid'!$A$5:$BD$174,BK$11,FALSE)","v":0},{"$f":"VLOOKUP($B77,'IEA EFs - Grid'!$A$5:$BD$174,BL$11,FALSE)","v":0},{"$f":"VLOOKUP($B77,'IEA EFs - Grid'!$A$5:$BD$174,BM$11,FALSE)","v":0},{"$f":"VLOOKUP($B77,'IEA EFs - Grid'!$A$5:$BD$174,BN$11,FALSE)","v":0},{"$f":"VLOOKUP($B77,'IEA EFs - Grid'!$A$5:$BD$174,BO$11,FALSE)","v":0},{"$f":"VLOOKUP($B77,'IEA EFs - Grid'!$A$5:$BD$174,BP$11,FALSE)","v":0},{"$f":"VLOOKUP($B77,'IEA EFs - Grid'!$A$5:$BD$174,BQ$11,FALSE)","v":0},{"$f":"VLOOKUP($B77,'IEA EFs - Grid'!$A$5:$BD$174,BR$11,FALSE)","v":0},{"$f":"VLOOKUP($B77,'IEA EFs - Grid'!$A$5:$BD$174,BS$11,FALSE)","v":0},{"$f":"VLOOKUP($B77,'IEA EFs - Grid'!$A$5:$BD$174,BT$11,FALSE)","v":0},{"$f":"VLOOKUP($B77,'IEA EFs - Grid'!$A$5:$BD$174,BU$11,FALSE)","v":0},{"$f":"VLOOKUP($B77,'IEA EFs - Grid'!$A$5:$BD$174,BV$11,FALSE)","v":0},{"$f":"VLOOKUP($B77,'IEA EFs - Grid'!$A$5:$BD$174,BW$11,FALSE)","v":0},{"$f":"VLOOKUP($B77,'IEA EFs - Grid'!$A$5:$BD$174,BX$11,FALSE)","v":0},{"$f":"VLOOKUP($B77,'IEA EFs - Grid'!$A$5:$BD$174,BY$11,FALSE)","v":0},{"$f":"VLOOKUP($B77,'IEA EFs - Grid'!$A$5:$BD$174,BZ$11,FALSE)","v":0},{"$f":"VLOOKUP($B77,'IEA EFs - Grid'!$A$5:$BD$174,CA$11,FALSE)","v":0},{"$f":"VLOOKUP($B77,'IEA EFs - Grid'!$A$5:$BD$174,CB$11,FALSE)","v":0},{"$f":"CB77","v":0},0,0,0,0,0,0,0,0,0,0,0,0,0,0,0,0,0,0,0,0,0,0,0,0,0,0,0,0,0]
["Former Yugoslavia (if no detail)","Former Yugoslavia (if no detail)","x","x","x","x",null,510,{"$f":"MOD(I77,100)+500","v":511},{"$f":"MOD(J77,100)+500","v":512},{"$f":"MOD(K77,100)+500","v":513},{"$f":"MOD(L77,100)+500","v":514},{"$f":"MOD(M77,100)+500","v":515},{"$f":"MOD(N77,100)+500","v":516},{"$f":"MOD(O77,100)+500","v":517},{"$f":"MOD(P77,100)+500","v":518},{"$f":"MOD(Q77,100)+500","v":519},{"$f":"MOD(R77,100)+500","v":520},{"$f":"MOD(S77,100)+500","v":521},{"$f":"MOD(T77,100)+500","v":522},{"$f":"MOD(U77,100)+500","v":523},{"$f":"MOD(V77,100)+500","v":524},{"$f":"MOD(W77,100)+500","v":525},{"$f":"MOD(X77,100)+500","v":526},{"$f":"MOD(Y77,100)+500","v":527},{"$f":"MOD(Z77,100)+500","v":528},{"$f":"MOD(AA77,100)+500","v":529},530,531,532,533,534,535,536,537,538,539,540,541,542,543,544,545,546,547,548,549,550,null,{"$f":"VLOOKUP($B78,'IEA EFs - Grid'!$A$5:$BD$174,AX$11,FALSE)","v":"x"},{"$f":"VLOOKUP($B78,'IEA EFs - Grid'!$A$5:$BD$174,AY$11,FALSE)","v":"x"},{"$f":"VLOOKUP($B78,'IEA EFs - Grid'!$A$5:$BD$174,AZ$11,FALSE)","v":"x"},{"$f":"VLOOKUP($B78,'IEA EFs - Grid'!$A$5:$BD$174,BA$11,FALSE)","v":0},{"$f":"VLOOKUP($B78,'IEA EFs - Grid'!$A$5:$BD$174,BB$11,FALSE)","v":0},{"$f":"VLOOKUP($B78,'IEA EFs - Grid'!$A$5:$BD$174,BC$11,FALSE)","v":0},{"$f":"VLOOKUP($B78,'IEA EFs - Grid'!$A$5:$BD$174,BD$11,FALSE)","v":0},{"$f":"VLOOKUP($B78,'IEA EFs - Grid'!$A$5:$BD$174,BE$11,FALSE)","v":0},{"$f":"VLOOKUP($B78,'IEA EFs - Grid'!$A$5:$BD$174,BF$11,FALSE)","v":0},{"$f":"VLOOKUP($B78,'IEA EFs - Grid'!$A$5:$BD$174,BG$11,FALSE)","v":0},{"$f":"VLOOKUP($B78,'IEA EFs - Grid'!$A$5:$BD$174,BH$11,FALSE)","v":0},{"$f":"VLOOKUP($B78,'IEA EFs - Grid'!$A$5:$BD$174,BI$11,FALSE)","v":0},{"$f":"VLOOKUP($B78,'IEA EFs - Grid'!$A$5:$BD$174,BJ$11,FALSE)","v":0},{"$f":"VLOOKUP($B78,'IEA EFs - Grid'!$A$5:$BD$174,BK$11,FALSE)","v":0},{"$f":"VLOOKUP($B78,'IEA EFs - Grid'!$A$5:$BD$174,BL$11,FALSE)","v":0},{"$f":"VLOOKUP($B78,'IEA EFs - Grid'!$A$5:$BD$174,BM$11,FALSE)","v":0},{"$f":"VLOOKUP($B78,'IEA EFs - Grid'!$A$5:$BD$174,BN$11,FALSE)","v":0},{"$f":"VLOOKUP($B78,'IEA EFs - Grid'!$A$5:$BD$174,BO$11,FALSE)","v":0},{"$f":"VLOOKUP($B78,'IEA EFs - Grid'!$A$5:$BD$174,BP$11,FALSE)","v":0},{"$f":"VLOOKUP($B78,'IEA EFs - Grid'!$A$5:$BD$174,BQ$11,FALSE)","v":0},{"$f":"VLOOKUP($B78,'IEA EFs - Grid'!$A$5:$BD$174,BR$11,FALSE)","v":0},{"$f":"VLOOKUP($B78,'IEA EFs - Grid'!$A$5:$BD$174,BS$11,FALSE)","v":0},{"$f":"VLOOKUP($B78,'IEA EFs - Grid'!$A$5:$BD$174,BT$11,FALSE)","v":0},{"$f":"VLOOKUP($B78,'IEA EFs - Grid'!$A$5:$BD$174,BU$11,FALSE)","v":0},{"$f":"VLOOKUP($B78,'IEA EFs - Grid'!$A$5:$BD$174,BV$11,FALSE)","v":0},{"$f":"VLOOKUP($B78,'IEA EFs - Grid'!$A$5:$BD$174,BW$11,FALSE)","v":0},{"$f":"VLOOKUP($B78,'IEA EFs - Grid'!$A$5:$BD$174,BX$11,FALSE)","v":0},{"$f":"VLOOKUP($B78,'IEA EFs - Grid'!$A$5:$BD$174,BY$11,FALSE)","v":0},{"$f":"VLOOKUP($B78,'IEA EFs - Grid'!$A$5:$BD$174,BZ$11,FALSE)","v":0},{"$f":"VLOOKUP($B78,'IEA EFs - Grid'!$A$5:$BD$174,CA$11,FALSE)","v":0},{"$f":"VLOOKUP($B78,'IEA EFs - Grid'!$A$5:$BD$174,CB$11,FALSE)","v":0},{"$f":"CB78","v":0},0,0,0,0,0,0,0,0,0,{"$f":"CL78","v":0},{"$f":"CM78","v":0},{"$f":"CN78","v":0},{"$f":"CO78","v":0},{"$f":"CP78","v":0},{"$f":"CQ78","v":0},{"$f":"CR78","v":0},{"$f":"CS78","v":0},{"$f":"CT78","v":0},{"$f":"CU78","v":0},{"$f":"CV78","v":0},{"$f":"CW78","v":0},{"$f":"CX78","v":0},{"$f":"CY78","v":0},{"$f":"CZ78","v":0},{"$f":"DA78","v":0},{"$f":"DB78","v":0},{"$f":"DC78","v":0},{"$f":"DD78","v":0},{"$f":"DE78","v":0}]
["Non-OECD Europe and Eurasia","Non-OECD Europe and Eurasia",451.13060000000002,919.05070000000001,785.51969999999994,527.41980000000001,null,{"$f":"MOD(H78,100)+500","v":510},511,512,513,514,515,516,517,518,519,520,521,522,523,524,525,526,527,528,529,530,531,532,533,534,535,536,537,538,539,540,541,542,543,544,545,546,547,548,549,550,null,{"$f":"VLOOKUP($B79,'IEA EFs - Grid'!$A$5:$BD$174,AX$11,FALSE)","v":426.9151},{"$f":"VLOOKUP($B79,'IEA EFs - Grid'!$A$5:$BD$174,AY$11,FALSE)","v":458.53539999999998},{"$f":"VLOOKUP($B79,'IEA EFs - Grid'!$A$5:$BD$174,AZ$11,FALSE)","v":451.13060000000002},{"$f":"VLOOKUP($B79,'IEA EFs - Grid'!$A$5:$BD$174,BA$11,FALSE)","v":440.4378794848605},{"$f":"VLOOKUP($B79,'IEA EFs - Grid'!$A$5:$BD$174,BB$11,FALSE)","v":429.74515896972099},{"$f":"VLOOKUP($B79,'IEA EFs - Grid'!$A$5:$BD$174,BC$11,FALSE)","v":419.05243845458148},{"$f":"VLOOKUP($B79,'IEA EFs - Grid'!$A$5:$BD$174,BD$11,FALSE)","v":409.81832790658319},{"$f":"VLOOKUP($B79,'IEA EFs - Grid'!$A$5:$BD$174,BE$11,FALSE)","v":400.58421735858491},{"$f":"VLOOKUP($B79,'IEA EFs - Grid'!$A$5:$BD$174,BF$11,FALSE)","v":391.35010681058668},{"$f":"VLOOKUP($B79,'IEA EFs - Grid'!$A$5:$BD$174,BG$11,FALSE)","v":382.1159962625884},{"$f":"VLOOKUP($B79,'IEA EFs - Grid'!$A$5:$BD$174,BH$11,FALSE)","v":372.88188571459011},{"$f":"VLOOKUP($B79,'IEA EFs - Grid'!$A$5:$BD$174,BI$11,FALSE)","v":365.82885889942463},{"$f":"VLOOKUP($B79,'IEA EFs - Grid'!$A$5:$BD$174,BJ$11,FALSE)","v":358.77583208425915},{"$f":"VLOOKUP($B79,'IEA EFs - Grid'!$A$5:$BD$174,BK$11,FALSE)","v":351.72280526909373},{"$f":"VLOOKUP($B79,'IEA EFs - Grid'!$A$5:$BD$174,BL$11,FALSE)","v":344.66977845392825},{"$f":"VLOOKUP($B79,'IEA EFs - Grid'!$A$5:$BD$174,BM$11,FALSE)","v":337.61675163876276},{"$f":"VLOOKUP($B79,'IEA EFs - Grid'!$A$5:$BD$174,BN$11,FALSE)","v":333.06366734890923},{"$f":"VLOOKUP($B79,'IEA EFs - Grid'!$A$5:$BD$174,BO$11,FALSE)","v":328.5105830590557},{"$f":"VLOOKUP($B79,'IEA EFs - Grid'!$A$5:$BD$174,BP$11,FALSE)","v":323.95749876920223},{"$f":"VLOOKUP($B79,'IEA EFs - Grid'!$A$5:$BD$174,BQ$11,FALSE)","v":319.4044144793487},{"$f":"VLOOKUP($B79,'IEA EFs - Grid'!$A$5:$BD$174,BR$11,FALSE)","v":314.85133018949517},{"$f":"VLOOKUP($B79,'IEA EFs - Grid'!$A$5:$BD$174,BS$11,FALSE)","v":313.74385677881838},{"$f":"VLOOKUP($B79,'IEA EFs - Grid'!$A$5:$BD$174,BT$11,FALSE)","v":312.63638336814165},{"$f":"VLOOKUP($B79,'IEA EFs - Grid'!$A$5:$BD$174,BU$11,FALSE)","v":311.52890995746486},{"$f":"VLOOKUP($B79,'IEA EFs - Grid'!$A$5:$BD$174,BV$11,FALSE)","v":310.42143654678813},{"$f":"VLOOKUP($B79,'IEA EFs - Grid'!$A$5:$BD$174,BW$11,FALSE)","v":309.31396313611134},{"$f":"VLOOKUP($B79,'IEA EFs - Grid'!$A$5:$BD$174,BX$11,FALSE)","v":308.47476202813868},{"$f":"VLOOKUP($B79,'IEA EFs - Grid'!$A$5:$BD$174,BY$11,FALSE)","v":307.63556092016603},{"$f":"VLOOKUP($B79,'IEA EFs - Grid'!$A$5:$BD$174,BZ$11,FALSE)","v":306.79635981219343},{"$f":"VLOOKUP($B79,'IEA EFs - Grid'!$A$5:$BD$174,CA$11,FALSE)","v":305.95715870422077},{"$f":"VLOOKUP($B79,'IEA EFs - Grid'!$A$5:$BD$174,CB$11,FALSE)","v":305.11795759624812},{"$f":"CB79","v":305.11795759624812},305.11795759624812,305.11795759624812,305.11795759624812,305.11795759624812,305.11795759624812,305.11795759624812,305.11795759624812,305.11795759624812,305.11795759624812,305.11795759624812,305.11795759624812,305.11795759624812,305.11795759624812,305.11795759624812,305.11795759624812,305.11795759624812,305.11795759624812,305.11795759624812,305.11795759624812,305.11795759624812,305.11795759624812,305.11795759624812,305.11795759624812,305.11795759624812,305.11795759624812,305.11795759624812,305.11795759624812,305.11795759624812,305.11795759624812]
["Algeria","Algeria",549.20079999999996,{"$f":"$D$108","v":974.53949999999998},935.38210000000004,528.50840000000005,null,510,511,512,513,514,515,516,517,518,519,520,521,522,523,524,525,526,527,528,529,530,531,532,533,534,535,536,537,538,539,540,541,542,543,544,545,546,547,548,549,550,null,{"$f":"VLOOKUP($B80,'IEA EFs - Grid'!$A$5:$BD$174,AX$11,FALSE)","v":545.77},{"$f":"VLOOKUP($B80,'IEA EFs - Grid'!$A$5:$BD$174,AY$11,FALSE)","v":555.90279999999996},{"$f":"VLOOKUP($B80,'IEA EFs - Grid'!$A$5:$BD$174,AZ$11,FALSE)","v":549.20079999999996},{"$f":"VLOOKUP($B80,'IEA EFs - Grid'!$A$5:$BD$174,BA$11,FALSE)","v":545.51823425961675},{"$f":"VLOOKUP($B80,'IEA EFs - Grid'!$A$5:$BD$174,BB$11,FALSE)","v":541.83566851923365},{"$f":"VLOOKUP($B80,'IEA EFs - Grid'!$A$5:$BD$174,BC$11,FALSE)","v":538.15310277885055},{"$f":"VLOOKUP($B80,'IEA EFs - Grid'!$A$5:$BD$174,BD$11,FALSE)","v":528.2006983289051},{"$f":"VLOOKUP($B80,'IEA EFs - Grid'!$A$5:$BD$174,BE$11,FALSE)","v":518.24829387895966},{"$f":"VLOOKUP($B80,'IEA EFs - Grid'!$A$5:$BD$174,BF$11,FALSE)","v":508.29588942901404},{"$f":"VLOOKUP($B80,'IEA EFs - Grid'!$A$5:$BD$174,BG$11,FALSE)","v":498.34348497906853},{"$f":"VLOOKUP($B80,'IEA EFs - Grid'!$A$5:$BD$174,BH$11,FALSE)","v":488.39108052912303},{"$f":"VLOOKUP($B80,'IEA EFs - Grid'!$A$5:$BD$174,BI$11,FALSE)","v":481.06712797864327},{"$f":"VLOOKUP($B80,'IEA EFs - Grid'!$A$5:$BD$174,BJ$11,FALSE)","v":473.74317542816357},{"$f":"VLOOKUP($B80,'IEA EFs - Grid'!$A$5:$BD$174,BK$11,FALSE)","v":466.41922287768381},{"$f":"VLOOKUP($B80,'IEA EFs - Grid'!$A$5:$BD$174,BL$11,FALSE)","v":459.0952703272041},{"$f":"VLOOKUP($B80,'IEA EFs - Grid'!$A$5:$BD$174,BM$11,FALSE)","v":451.7713177767244},{"$f":"VLOOKUP($B80,'IEA EFs - Grid'!$A$5:$BD$174,BN$11,FALSE)","v":444.22007436727409},{"$f":"VLOOKUP($B80,'IEA EFs - Grid'!$A$5:$BD$174,BO$11,FALSE)","v":436.66883095782379},{"$f":"VLOOKUP($B80,'IEA EFs - Grid'!$A$5:$BD$174,BP$11,FALSE)","v":429.11758754837348},{"$f":"VLOOKUP($B80,'IEA EFs - Grid'!$A$5:$BD$174,BQ$11,FALSE)","v":421.56634413892317},{"$f":"VLOOKUP($B80,'IEA EFs - Grid'!$A$5:$BD$174,BR$11,FALSE)","v":414.01510072947286},{"$f":"VLOOKUP($B80,'IEA EFs - Grid'!$A$5:$BD$174,BS$11,FALSE)","v":409.29969079505224},{"$f":"VLOOKUP($B80,'IEA EFs - Grid'!$A$5:$BD$174,BT$11,FALSE)","v":404.58428086063168},{"$f":"VLOOKUP($B80,'IEA EFs - Grid'!$A$5:$BD$174,BU$11,FALSE)","v":399.86887092621106},{"$f":"VLOOKUP($B80,'IEA EFs - Grid'!$A$5:$BD$174,BV$11,FALSE)","v":395.1534609917905},{"$f":"VLOOKUP($B80,'IEA EFs - Grid'!$A$5:$BD$174,BW$11,FALSE)","v":390.43805105736988},{"$f":"VLOOKUP($B80,'IEA EFs - Grid'!$A$5:$BD$174,BX$11,FALSE)","v":386.38954990610142},{"$f":"VLOOKUP($B80,'IEA EFs - Grid'!$A$5:$BD$174,BY$11,FALSE)","v":382.34104875483303},{"$f":"VLOOKUP($B80,'IEA EFs - Grid'!$A$5:$BD$174,BZ$11,FALSE)","v":378.29254760356457},{"$f":"VLOOKUP($B80,'IEA EFs - Grid'!$A$5:$BD$174,CA$11,FALSE)","v":374.24404645229612},{"$f":"VLOOKUP($B80,'IEA EFs - Grid'!$A$5:$BD$174,CB$11,FALSE)","v":370.19554530102772},{"$f":"CB80","v":370.19554530102772},370.19554530102772,370.19554530102772,370.19554530102772,370.19554530102772,370.19554530102772,370.19554530102772,370.19554530102772,370.19554530102772,370.19554530102772,370.19554530102772,370.19554530102772,370.19554530102772,370.19554530102772,370.19554530102772,370.19554530102772,370.19554530102772,370.19554530102772,370.19554530102772,370.19554530102772,370.19554530102772,370.19554530102772,370.19554530102772,370.19554530102772,370.19554530102772,370.19554530102772,370.19554530102772,370.19554530102772,370.19554530102772,370.19554530102772]
["Angola","Angola",390.84410000000003,{"$f":"$D$108","v":974.53949999999998},1343.4219000000001,{"$f":"$F$108","v":456.774},null,510,511,512,513,514,515,516,517,518,519,520,521,522,523,524,525,526,527,528,529,530,531,532,533,534,535,536,537,538,539,540,541,542,543,544,545,546,547,548,549,550,null,{"$f":"VLOOKUP($B81,'IEA EFs - Grid'!$A$5:$BD$174,AX$11,FALSE)","v":430.24130000000002},{"$f":"VLOOKUP($B81,'IEA EFs - Grid'!$A$5:$BD$174,AY$11,FALSE)","v":390.42880000000002},{"$f":"VLOOKUP($B81,'IEA EFs - Grid'!$A$5:$BD$174,AZ$11,FALSE)","v":390.84410000000003},{"$f":"VLOOKUP($B81,'IEA EFs - Grid'!$A$5:$BD$174,BA$11,FALSE)","v":388.22336621284808},{"$f":"VLOOKUP($B81,'IEA EFs - Grid'!$A$5:$BD$174,BB$11,FALSE)","v":385.60263242569619},{"$f":"VLOOKUP($B81,'IEA EFs - Grid'!$A$5:$BD$174,BC$11,FALSE)","v":382.98189863854424},{"$f":"VLOOKUP($B81,'IEA EFs - Grid'!$A$5:$BD$174,BD$11,FALSE)","v":375.89917304878736},{"$f":"VLOOKUP($B81,'IEA EFs - Grid'!$A$5:$BD$174,BE$11,FALSE)","v":368.81644745903054},{"$f":"VLOOKUP($B81,'IEA EFs - Grid'!$A$5:$BD$174,BF$11,FALSE)","v":361.73372186927361},{"$f":"VLOOKUP($B81,'IEA EFs - Grid'!$A$5:$BD$174,BG$11,FALSE)","v":354.65099627951673},{"$f":"VLOOKUP($B81,'IEA EFs - Grid'!$A$5:$BD$174,BH$11,FALSE)","v":347.56827068975986},{"$f":"VLOOKUP($B81,'IEA EFs - Grid'!$A$5:$BD$174,BI$11,FALSE)","v":342.35610850238692},{"$f":"VLOOKUP($B81,'IEA EFs - Grid'!$A$5:$BD$174,BJ$11,FALSE)","v":337.14394631501403},{"$f":"VLOOKUP($B81,'IEA EFs - Grid'!$A$5:$BD$174,BK$11,FALSE)","v":331.93178412764109},{"$f":"VLOOKUP($B81,'IEA EFs - Grid'!$A$5:$BD$174,BL$11,FALSE)","v":326.71962194026821},{"$f":"VLOOKUP($B81,'IEA EFs - Grid'!$A$5:$BD$174,BM$11,FALSE)","v":321.50745975289527},{"$f":"VLOOKUP($B81,'IEA EFs - Grid'!$A$5:$BD$174,BN$11,FALSE)","v":316.133543811317},{"$f":"VLOOKUP($B81,'IEA EFs - Grid'!$A$5:$BD$174,BO$11,FALSE)","v":310.75962786973872},{"$f":"VLOOKUP($B81,'IEA EFs - Grid'!$A$5:$BD$174,BP$11,FALSE)","v":305.38571192816045},{"$f":"VLOOKUP($B81,'IEA EFs - Grid'!$A$5:$BD$174,BQ$11,FALSE)","v":300.01179598658217},{"$f":"VLOOKUP($B81,'IEA EFs - Grid'!$A$5:$BD$174,BR$11,FALSE)","v":294.6378800450039},{"$f":"VLOOKUP($B81,'IEA EFs - Grid'!$A$5:$BD$174,BS$11,FALSE)","v":291.28211262450912},{"$f":"VLOOKUP($B81,'IEA EFs - Grid'!$A$5:$BD$174,BT$11,FALSE)","v":287.92634520401435},{"$f":"VLOOKUP($B81,'IEA EFs - Grid'!$A$5:$BD$174,BU$11,FALSE)","v":284.57057778351952},{"$f":"VLOOKUP($B81,'IEA EFs - Grid'!$A$5:$BD$174,BV$11,FALSE)","v":281.21481036302475},{"$f":"VLOOKUP($B81,'IEA EFs - Grid'!$A$5:$BD$174,BW$11,FALSE)","v":277.85904294252998},{"$f":"VLOOKUP($B81,'IEA EFs - Grid'!$A$5:$BD$174,BX$11,FALSE)","v":274.97788765503498},{"$f":"VLOOKUP($B81,'IEA EFs - Grid'!$A$5:$BD$174,BY$11,FALSE)","v":272.09673236754003},{"$f":"VLOOKUP($B81,'IEA EFs - Grid'!$A$5:$BD$174,BZ$11,FALSE)","v":269.21557708004502},{"$f":"VLOOKUP($B81,'IEA EFs - Grid'!$A$5:$BD$174,CA$11,FALSE)","v":266.33442179255002},{"$f":"VLOOKUP($B81,'IEA EFs - Grid'!$A$5:$BD$174,CB$11,FALSE)","v":263.45326650505507},{"$f":"CB81","v":263.45326650505507},263.45326650505507,263.45326650505507,263.45326650505507,263.45326650505507,263.45326650505507,263.45326650505507,263.45326650505507,263.45326650505507,263.45326650505507,263.45326650505507,263.45326650505507,263.45326650505507,263.45326650505507,263.45326650505507,263.45326650505507,263.45326650505507,263.45326650505507,263.45326650505507,263.45326650505507,263.45326650505507,263.45326650505507,263.45326650505507,263.45326650505507,263.45326650505507,263.45326650505507,263.45326650505507,263.45326650505507,263.45326650505507,263.45326650505507]
["Benin","Benin",720.69939999999997,{"$f":"$D$108","v":974.53949999999998},725.1481,{"$f":"$F$108","v":456.774},null,510,511,512,513,514,515,516,517,518,519,520,521,522,523,524,525,526,527,528,529,530,531,532,533,534,535,536,537,538,539,540,541,542,543,544,545,546,547,548,549,550,null,{"$f":"VLOOKUP($B82,'IEA EFs - Grid'!$A$5:$BD$174,AX$11,FALSE)","v":719.66669999999999},{"$f":"VLOOKUP($B82,'IEA EFs - Grid'!$A$5:$BD$174,AY$11,FALSE)","v":716.93550000000005},{"$f":"VLOOKUP($B82,'IEA EFs - Grid'!$A$5:$BD$174,AZ$11,FALSE)","v":720.69939999999997},{"$f":"VLOOKUP($B82,'IEA EFs - Grid'!$A$5:$BD$174,BA$11,FALSE)","v":715.86688169420961},{"$f":"VLOOKUP($B82,'IEA EFs - Grid'!$A$5:$BD$174,BB$11,FALSE)","v":711.03436338841937},{"$f":"VLOOKUP($B82,'IEA EFs - Grid'!$A$5:$BD$174,BC$11,FALSE)","v":706.20184508262912},{"$f":"VLOOKUP($B82,'IEA EFs - Grid'!$A$5:$BD$174,BD$11,FALSE)","v":693.1416093443836},{"$f":"VLOOKUP($B82,'IEA EFs - Grid'!$A$5:$BD$174,BE$11,FALSE)","v":680.08137360613807},{"$f":"VLOOKUP($B82,'IEA EFs - Grid'!$A$5:$BD$174,BF$11,FALSE)","v":667.02113786789232},{"$f":"VLOOKUP($B82,'IEA EFs - Grid'!$A$5:$BD$174,BG$11,FALSE)","v":653.9609021296468},{"$f":"VLOOKUP($B82,'IEA EFs - Grid'!$A$5:$BD$174,BH$11,FALSE)","v":640.90066639140127},{"$f":"VLOOKUP($B82,'IEA EFs - Grid'!$A$5:$BD$174,BI$11,FALSE)","v":631.2896676296383},{"$f":"VLOOKUP($B82,'IEA EFs - Grid'!$A$5:$BD$174,BJ$11,FALSE)","v":621.67866886787533},{"$f":"VLOOKUP($B82,'IEA EFs - Grid'!$A$5:$BD$174,BK$11,FALSE)","v":612.06767010611236},{"$f":"VLOOKUP($B82,'IEA EFs - Grid'!$A$5:$BD$174,BL$11,FALSE)","v":602.4566713443495},{"$f":"VLOOKUP($B82,'IEA EFs - Grid'!$A$5:$BD$174,BM$11,FALSE)","v":592.84567258258653},{"$f":"VLOOKUP($B82,'IEA EFs - Grid'!$A$5:$BD$174,BN$11,FALSE)","v":582.93640698347451},{"$f":"VLOOKUP($B82,'IEA EFs - Grid'!$A$5:$BD$174,BO$11,FALSE)","v":573.02714138436249},{"$f":"VLOOKUP($B82,'IEA EFs - Grid'!$A$5:$BD$174,BP$11,FALSE)","v":563.11787578525048},{"$f":"VLOOKUP($B82,'IEA EFs - Grid'!$A$5:$BD$174,BQ$11,FALSE)","v":553.20861018613846},{"$f":"VLOOKUP($B82,'IEA EFs - Grid'!$A$5:$BD$174,BR$11,FALSE)","v":543.29934458702644},{"$f":"VLOOKUP($B82,'IEA EFs - Grid'!$A$5:$BD$174,BS$11,FALSE)","v":537.11145645851138},{"$f":"VLOOKUP($B82,'IEA EFs - Grid'!$A$5:$BD$174,BT$11,FALSE)","v":530.92356832999633},{"$f":"VLOOKUP($B82,'IEA EFs - Grid'!$A$5:$BD$174,BU$11,FALSE)","v":524.73568020148127},{"$f":"VLOOKUP($B82,'IEA EFs - Grid'!$A$5:$BD$174,BV$11,FALSE)","v":518.54779207296633},{"$f":"VLOOKUP($B82,'IEA EFs - Grid'!$A$5:$BD$174,BW$11,FALSE)","v":512.35990394445128},{"$f":"VLOOKUP($B82,'IEA EFs - Grid'!$A$5:$BD$174,BX$11,FALSE)","v":507.04717979944189},{"$f":"VLOOKUP($B82,'IEA EFs - Grid'!$A$5:$BD$174,BY$11,FALSE)","v":501.73445565443257},{"$f":"VLOOKUP($B82,'IEA EFs - Grid'!$A$5:$BD$174,BZ$11,FALSE)","v":496.42173150942313},{"$f":"VLOOKUP($B82,'IEA EFs - Grid'!$A$5:$BD$174,CA$11,FALSE)","v":491.10900736441374},{"$f":"VLOOKUP($B82,'IEA EFs - Grid'!$A$5:$BD$174,CB$11,FALSE)","v":485.79628321940442},{"$f":"CB82","v":485.79628321940442},485.79628321940442,485.79628321940442,485.79628321940442,485.79628321940442,485.79628321940442,485.79628321940442,485.79628321940442,485.79628321940442,485.79628321940442,485.79628321940442,485.79628321940442,485.79628321940442,485.79628321940442,485.79628321940442,485.79628321940442,485.79628321940442,485.79628321940442,485.79628321940442,485.79628321940442,485.79628321940442,485.79628321940442,485.79628321940442,485.79628321940442,485.79628321940442,485.79628321940442,485.79628321940442,485.79628321940442,485.79628321940442,485.79628321940442]
["Botswana","Botswana",1478.836,1478.836,{"$f":"$E$108","v":833.97270000000003},{"$f":"$F$108","v":456.774},null,510,511,512,513,514,515,516,517,518,519,520,521,522,523,524,525,526,527,528,529,530,531,532,533,534,535,536,537,538,539,540,541,542,543,544,545,546,547,548,549,550,null,{"$f":"VLOOKUP($B83,'IEA EFs - Grid'!$A$5:$BD$174,AX$11,FALSE)","v":1480.3534},{"$f":"VLOOKUP($B83,'IEA EFs - Grid'!$A$5:$BD$174,AY$11,FALSE)","v":1481.7826},{"$f":"VLOOKUP($B83,'IEA EFs - Grid'!$A$5:$BD$174,AZ$11,FALSE)","v":1478.836},{"$f":"VLOOKUP($B83,'IEA EFs - Grid'!$A$5:$BD$174,BA$11,FALSE)","v":1468.9199350757588},{"$f":"VLOOKUP($B83,'IEA EFs - Grid'!$A$5:$BD$174,BB$11,FALSE)","v":1459.0038701515177},{"$f":"VLOOKUP($B83,'IEA EFs - Grid'!$A$5:$BD$174,BC$11,FALSE)","v":1449.0878052272765},{"$f":"VLOOKUP($B83,'IEA EFs - Grid'!$A$5:$BD$174,BD$11,FALSE)","v":1422.2889112942385},{"$f":"VLOOKUP($B83,'IEA EFs - Grid'!$A$5:$BD$174,BE$11,FALSE)","v":1395.4900173612007},{"$f":"VLOOKUP($B83,'IEA EFs - Grid'!$A$5:$BD$174,BF$11,FALSE)","v":1368.6911234281624},{"$f":"VLOOKUP($B83,'IEA EFs - Grid'!$A$5:$BD$174,BG$11,FALSE)","v":1341.8922294951244},{"$f":"VLOOKUP($B83,'IEA EFs - Grid'!$A$5:$BD$174,BH$11,FALSE)","v":1315.0933355620864},{"$f":"VLOOKUP($B83,'IEA EFs - Grid'!$A$5:$BD$174,BI$11,FALSE)","v":1295.3720884445636},{"$f":"VLOOKUP($B83,'IEA EFs - Grid'!$A$5:$BD$174,BJ$11,FALSE)","v":1275.6508413270408},{"$f":"VLOOKUP($B83,'IEA EFs - Grid'!$A$5:$BD$174,BK$11,FALSE)","v":1255.9295942095177},{"$f":"VLOOKUP($B83,'IEA EFs - Grid'!$A$5:$BD$174,BL$11,FALSE)","v":1236.2083470919949},{"$f":"VLOOKUP($B83,'IEA EFs - Grid'!$A$5:$BD$174,BM$11,FALSE)","v":1216.4870999744721},{"$f":"VLOOKUP($B83,'IEA EFs - Grid'!$A$5:$BD$174,BN$11,FALSE)","v":1196.1538255170099},{"$f":"VLOOKUP($B83,'IEA EFs - Grid'!$A$5:$BD$174,BO$11,FALSE)","v":1175.8205510595476},{"$f":"VLOOKUP($B83,'IEA EFs - Grid'!$A$5:$BD$174,BP$11,FALSE)","v":1155.4872766020853},{"$f":"VLOOKUP($B83,'IEA EFs - Grid'!$A$5:$BD$174,BQ$11,FALSE)","v":1135.1540021446231},{"$f":"VLOOKUP($B83,'IEA EFs - Grid'!$A$5:$BD$174,BR$11,FALSE)","v":1114.8207276871608},{"$f":"VLOOKUP($B83,'IEA EFs - Grid'!$A$5:$BD$174,BS$11,FALSE)","v":1102.1235175487582},{"$f":"VLOOKUP($B83,'IEA EFs - Grid'!$A$5:$BD$174,BT$11,FALSE)","v":1089.4263074103555},{"$f":"VLOOKUP($B83,'IEA EFs - Grid'!$A$5:$BD$174,BU$11,FALSE)","v":1076.7290972719529},{"$f":"VLOOKUP($B83,'IEA EFs - Grid'!$A$5:$BD$174,BV$11,FALSE)","v":1064.0318871335505},{"$f":"VLOOKUP($B83,'IEA EFs - Grid'!$A$5:$BD$174,BW$11,FALSE)","v":1051.3346769951479},{"$f":"VLOOKUP($B83,'IEA EFs - Grid'!$A$5:$BD$174,BX$11,FALSE)","v":1040.4332557872087},{"$f":"VLOOKUP($B83,'IEA EFs - Grid'!$A$5:$BD$174,BY$11,FALSE)","v":1029.5318345792696},{"$f":"VLOOKUP($B83,'IEA EFs - Grid'!$A$5:$BD$174,BZ$11,FALSE)","v":1018.6304133713302},{"$f":"VLOOKUP($B83,'IEA EFs - Grid'!$A$5:$BD$174,CA$11,FALSE)","v":1007.7289921633909},{"$f":"VLOOKUP($B83,'IEA EFs - Grid'!$A$5:$BD$174,CB$11,FALSE)","v":996.82757095545173},{"$f":"CB83","v":996.82757095545173},996.82757095545173,996.82757095545173,996.82757095545173,996.82757095545173,996.82757095545173,996.82757095545173,996.82757095545173,996.82757095545173,996.82757095545173,996.82757095545173,996.82757095545173,996.82757095545173,996.82757095545173,996.82757095545173,996.82757095545173,996.82757095545173,996.82757095545173,996.82757095545173,996.82757095545173,996.82757095545173,996.82757095545173,996.82757095545173,996.82757095545173,996.82757095545173,996.82757095545173,996.82757095545173,996.82757095545173,996.82757095545173,996.82757095545173]
["Cameroon","Cameroon",208.59460000000001,{"$f":"$D$108","v":974.53949999999998},859.74220000000003,537.85019999999997,null,510,511,512,513,514,515,516,517,518,519,520,521,522,523,524,525,526,527,528,529,530,531,532,533,534,535,536,537,538,539,540,541,542,543,544,545,546,547,548,549,550,null,{"$f":"VLOOKUP($B84,'IEA EFs - Grid'!$A$5:$BD$174,AX$11,FALSE)","v":207.17609999999999},{"$f":"VLOOKUP($B84,'IEA EFs - Grid'!$A$5:$BD$174,AY$11,FALSE)","v":206.1773},{"$f":"VLOOKUP($B84,'IEA EFs - Grid'!$A$5:$BD$174,AZ$11,FALSE)","v":208.59460000000001},{"$f":"VLOOKUP($B84,'IEA EFs - Grid'!$A$5:$BD$174,BA$11,FALSE)","v":207.19590697626637},{"$f":"VLOOKUP($B84,'IEA EFs - Grid'!$A$5:$BD$174,BB$11,FALSE)","v":205.79721395253279},{"$f":"VLOOKUP($B84,'IEA EFs - Grid'!$A$5:$BD$174,BC$11,FALSE)","v":204.39852092879917},{"$f":"VLOOKUP($B84,'IEA EFs - Grid'!$A$5:$BD$174,BD$11,FALSE)","v":200.61845027836566},{"$f":"VLOOKUP($B84,'IEA EFs - Grid'!$A$5:$BD$174,BE$11,FALSE)","v":196.83837962793217},{"$f":"VLOOKUP($B84,'IEA EFs - Grid'!$A$5:$BD$174,BF$11,FALSE)","v":193.05830897749863},{"$f":"VLOOKUP($B84,'IEA EFs - Grid'!$A$5:$BD$174,BG$11,FALSE)","v":189.27823832706511},{"$f":"VLOOKUP($B84,'IEA EFs - Grid'!$A$5:$BD$174,BH$11,FALSE)","v":185.4981676766316},{"$f":"VLOOKUP($B84,'IEA EFs - Grid'!$A$5:$BD$174,BI$11,FALSE)","v":182.71642199693429},{"$f":"VLOOKUP($B84,'IEA EFs - Grid'!$A$5:$BD$174,BJ$11,FALSE)","v":179.93467631723701},{"$f":"VLOOKUP($B84,'IEA EFs - Grid'!$A$5:$BD$174,BK$11,FALSE)","v":177.1529306375397},{"$f":"VLOOKUP($B84,'IEA EFs - Grid'!$A$5:$BD$174,BL$11,FALSE)","v":174.37118495784242},{"$f":"VLOOKUP($B84,'IEA EFs - Grid'!$A$5:$BD$174,BM$11,FALSE)","v":171.58943927814511},{"$f":"VLOOKUP($B84,'IEA EFs - Grid'!$A$5:$BD$174,BN$11,FALSE)","v":168.72136516300012},{"$f":"VLOOKUP($B84,'IEA EFs - Grid'!$A$5:$BD$174,BO$11,FALSE)","v":165.85329104785512},{"$f":"VLOOKUP($B84,'IEA EFs - Grid'!$A$5:$BD$174,BP$11,FALSE)","v":162.98521693271013},{"$f":"VLOOKUP($B84,'IEA EFs - Grid'!$A$5:$BD$174,BQ$11,FALSE)","v":160.11714281756514},{"$f":"VLOOKUP($B84,'IEA EFs - Grid'!$A$5:$BD$174,BR$11,FALSE)","v":157.24906870242015},{"$f":"VLOOKUP($B84,'IEA EFs - Grid'!$A$5:$BD$174,BS$11,FALSE)","v":155.45808615267424},{"$f":"VLOOKUP($B84,'IEA EFs - Grid'!$A$5:$BD$174,BT$11,FALSE)","v":153.66710360292834},{"$f":"VLOOKUP($B84,'IEA EFs - Grid'!$A$5:$BD$174,BU$11,FALSE)","v":151.87612105318243},{"$f":"VLOOKUP($B84,'IEA EFs - Grid'!$A$5:$BD$174,BV$11,FALSE)","v":150.08513850343655},{"$f":"VLOOKUP($B84,'IEA EFs - Grid'!$A$5:$BD$174,BW$11,FALSE)","v":148.29415595369065},{"$f":"VLOOKUP($B84,'IEA EFs - Grid'!$A$5:$BD$174,BX$11,FALSE)","v":146.75647523973615},{"$f":"VLOOKUP($B84,'IEA EFs - Grid'!$A$5:$BD$174,BY$11,FALSE)","v":145.21879452578168},{"$f":"VLOOKUP($B84,'IEA EFs - Grid'!$A$5:$BD$174,BZ$11,FALSE)","v":143.68111381182717},{"$f":"VLOOKUP($B84,'IEA EFs - Grid'!$A$5:$BD$174,CA$11,FALSE)","v":142.14343309787267},{"$f":"VLOOKUP($B84,'IEA EFs - Grid'!$A$5:$BD$174,CB$11,FALSE)","v":140.6057523839182},{"$f":"CB84","v":140.6057523839182},140.6057523839182,140.6057523839182,140.6057523839182,140.6057523839182,140.6057523839182,140.6057523839182,140.6057523839182,140.6057523839182,140.6057523839182,140.6057523839182,140.6057523839182,140.6057523839182,140.6057523839182,140.6057523839182,140.6057523839182,140.6057523839182,140.6057523839182,140.6057523839182,140.6057523839182,140.6057523839182,140.6057523839182,140.6057523839182,140.6057523839182,140.6057523839182,140.6057523839182,140.6057523839182,140.6057523839182,140.6057523839182,140.6057523839182]
["Congo","Congo",229.9598,974.53949999999998,1058.4444000000001,584.13869999999997,null,510,511,512,513,514,515,516,517,518,519,520,521,522,523,524,525,526,527,528,529,530,531,532,533,534,535,536,537,538,539,540,541,542,543,544,545,546,547,548,549,550,null,{"$f":"VLOOKUP($B85,'IEA EFs - Grid'!$A$5:$BD$174,AX$11,FALSE)","v":267.0446},{"$f":"VLOOKUP($B85,'IEA EFs - Grid'!$A$5:$BD$174,AY$11,FALSE)","v":230.09049999999999},{"$f":"VLOOKUP($B85,'IEA EFs - Grid'!$A$5:$BD$174,AZ$11,FALSE)","v":229.9598},{"$f":"VLOOKUP($B85,'IEA EFs - Grid'!$A$5:$BD$174,BA$11,FALSE)","v":228.41784652661582},{"$f":"VLOOKUP($B85,'IEA EFs - Grid'!$A$5:$BD$174,BB$11,FALSE)","v":226.87589305323169},{"$f":"VLOOKUP($B85,'IEA EFs - Grid'!$A$5:$BD$174,BC$11,FALSE)","v":225.33393957984754},{"$f":"VLOOKUP($B85,'IEA EFs - Grid'!$A$5:$BD$174,BD$11,FALSE)","v":221.16669703972639},{"$f":"VLOOKUP($B85,'IEA EFs - Grid'!$A$5:$BD$174,BE$11,FALSE)","v":216.99945449960524},{"$f":"VLOOKUP($B85,'IEA EFs - Grid'!$A$5:$BD$174,BF$11,FALSE)","v":212.83221195948403},{"$f":"VLOOKUP($B85,'IEA EFs - Grid'!$A$5:$BD$174,BG$11,FALSE)","v":208.66496941936285},{"$f":"VLOOKUP($B85,'IEA EFs - Grid'!$A$5:$BD$174,BH$11,FALSE)","v":204.4977268792417},{"$f":"VLOOKUP($B85,'IEA EFs - Grid'!$A$5:$BD$174,BI$11,FALSE)","v":201.43106225727135},{"$f":"VLOOKUP($B85,'IEA EFs - Grid'!$A$5:$BD$174,BJ$11,FALSE)","v":198.364397635301},{"$f":"VLOOKUP($B85,'IEA EFs - Grid'!$A$5:$BD$174,BK$11,FALSE)","v":195.29773301333063},{"$f":"VLOOKUP($B85,'IEA EFs - Grid'!$A$5:$BD$174,BL$11,FALSE)","v":192.23106839136028},{"$f":"VLOOKUP($B85,'IEA EFs - Grid'!$A$5:$BD$174,BM$11,FALSE)","v":189.16440376938993},{"$f":"VLOOKUP($B85,'IEA EFs - Grid'!$A$5:$BD$174,BN$11,FALSE)","v":186.00256856414532},{"$f":"VLOOKUP($B85,'IEA EFs - Grid'!$A$5:$BD$174,BO$11,FALSE)","v":182.84073335890071},{"$f":"VLOOKUP($B85,'IEA EFs - Grid'!$A$5:$BD$174,BP$11,FALSE)","v":179.67889815365609},{"$f":"VLOOKUP($B85,'IEA EFs - Grid'!$A$5:$BD$174,BQ$11,FALSE)","v":176.51706294841148},{"$f":"VLOOKUP($B85,'IEA EFs - Grid'!$A$5:$BD$174,BR$11,FALSE)","v":173.35522774316684},{"$f":"VLOOKUP($B85,'IEA EFs - Grid'!$A$5:$BD$174,BS$11,FALSE)","v":171.38080468071431},{"$f":"VLOOKUP($B85,'IEA EFs - Grid'!$A$5:$BD$174,BT$11,FALSE)","v":169.4063816182618},{"$f":"VLOOKUP($B85,'IEA EFs - Grid'!$A$5:$BD$174,BU$11,FALSE)","v":167.43195855580927},{"$f":"VLOOKUP($B85,'IEA EFs - Grid'!$A$5:$BD$174,BV$11,FALSE)","v":165.45753549335677},{"$f":"VLOOKUP($B85,'IEA EFs - Grid'!$A$5:$BD$174,BW$11,FALSE)","v":163.48311243090424},{"$f":"VLOOKUP($B85,'IEA EFs - Grid'!$A$5:$BD$174,BX$11,FALSE)","v":161.78793552102817},{"$f":"VLOOKUP($B85,'IEA EFs - Grid'!$A$5:$BD$174,BY$11,FALSE)","v":160.09275861115214},{"$f":"VLOOKUP($B85,'IEA EFs - Grid'!$A$5:$BD$174,BZ$11,FALSE)","v":158.39758170127607},{"$f":"VLOOKUP($B85,'IEA EFs - Grid'!$A$5:$BD$174,CA$11,FALSE)","v":156.7024047914},{"$f":"VLOOKUP($B85,'IEA EFs - Grid'!$A$5:$BD$174,CB$11,FALSE)","v":155.00722788152396},{"$f":"CB85","v":155.00722788152396},155.00722788152396,155.00722788152396,155.00722788152396,155.00722788152396,155.00722788152396,155.00722788152396,155.00722788152396,155.00722788152396,155.00722788152396,155.00722788152396,155.00722788152396,155.00722788152396,155.00722788152396,155.00722788152396,155.00722788152396,155.00722788152396,155.00722788152396,155.00722788152396,155.00722788152396,155.00722788152396,155.00722788152396,155.00722788152396,155.00722788152396,155.00722788152396,155.00722788152396,155.00722788152396,155.00722788152396,155.00722788152396,155.00722788152396]
["Dem. Rep. of Congo","Congo, Democratic Republic",2.8837999999999999,974.53949999999998,1058.1667,573.20690000000002,null,510,511,512,513,514,515,516,517,518,519,520,521,522,523,524,525,526,527,528,529,530,531,532,533,534,535,536,537,538,539,540,541,542,543,544,545,546,547,548,549,550,null,{"$f":"VLOOKUP($B86,'IEA EFs - Grid'!$A$5:$BD$174,AX$11,FALSE)","v":2.9119000000000002},{"$f":"VLOOKUP($B86,'IEA EFs - Grid'!$A$5:$BD$174,AY$11,FALSE)","v":2.9137},{"$f":"VLOOKUP($B86,'IEA EFs - Grid'!$A$5:$BD$174,AZ$11,FALSE)","v":2.8837999999999999},{"$f":"VLOOKUP($B86,'IEA EFs - Grid'!$A$5:$BD$174,BA$11,FALSE)","v":2.8644632053665671},{"$f":"VLOOKUP($B86,'IEA EFs - Grid'!$A$5:$BD$174,BB$11,FALSE)","v":2.8451264107331351},{"$f":"VLOOKUP($B86,'IEA EFs - Grid'!$A$5:$BD$174,BC$11,FALSE)","v":2.8257896160997027},{"$f":"VLOOKUP($B86,'IEA EFs - Grid'!$A$5:$BD$174,BD$11,FALSE)","v":2.7735305080416794},{"$f":"VLOOKUP($B86,'IEA EFs - Grid'!$A$5:$BD$174,BE$11,FALSE)","v":2.7212713999836562},{"$f":"VLOOKUP($B86,'IEA EFs - Grid'!$A$5:$BD$174,BF$11,FALSE)","v":2.6690122919256325},{"$f":"VLOOKUP($B86,'IEA EFs - Grid'!$A$5:$BD$174,BG$11,FALSE)","v":2.6167531838676092},{"$f":"VLOOKUP($B86,'IEA EFs - Grid'!$A$5:$BD$174,BH$11,FALSE)","v":2.564494075809586},{"$f":"VLOOKUP($B86,'IEA EFs - Grid'!$A$5:$BD$174,BI$11,FALSE)","v":2.5260367131016777},{"$f":"VLOOKUP($B86,'IEA EFs - Grid'!$A$5:$BD$174,BJ$11,FALSE)","v":2.4875793503937693},{"$f":"VLOOKUP($B86,'IEA EFs - Grid'!$A$5:$BD$174,BK$11,FALSE)","v":2.4491219876858605},{"$f":"VLOOKUP($B86,'IEA EFs - Grid'!$A$5:$BD$174,BL$11,FALSE)","v":2.4106646249779522},{"$f":"VLOOKUP($B86,'IEA EFs - Grid'!$A$5:$BD$174,BM$11,FALSE)","v":2.3722072622700439},{"$f":"VLOOKUP($B86,'IEA EFs - Grid'!$A$5:$BD$174,BN$11,FALSE)","v":2.3325564173620017},{"$f":"VLOOKUP($B86,'IEA EFs - Grid'!$A$5:$BD$174,BO$11,FALSE)","v":2.2929055724539595},{"$f":"VLOOKUP($B86,'IEA EFs - Grid'!$A$5:$BD$174,BP$11,FALSE)","v":2.2532547275459169},{"$f":"VLOOKUP($B86,'IEA EFs - Grid'!$A$5:$BD$174,BQ$11,FALSE)","v":2.2136038826378743},{"$f":"VLOOKUP($B86,'IEA EFs - Grid'!$A$5:$BD$174,BR$11,FALSE)","v":2.1739530377298317},{"$f":"VLOOKUP($B86,'IEA EFs - Grid'!$A$5:$BD$174,BS$11,FALSE)","v":2.1491928786607222},{"$f":"VLOOKUP($B86,'IEA EFs - Grid'!$A$5:$BD$174,BT$11,FALSE)","v":2.1244327195916131},{"$f":"VLOOKUP($B86,'IEA EFs - Grid'!$A$5:$BD$174,BU$11,FALSE)","v":2.0996725605225035},{"$f":"VLOOKUP($B86,'IEA EFs - Grid'!$A$5:$BD$174,BV$11,FALSE)","v":2.0749124014533944},{"$f":"VLOOKUP($B86,'IEA EFs - Grid'!$A$5:$BD$174,BW$11,FALSE)","v":2.0501522423842848},{"$f":"VLOOKUP($B86,'IEA EFs - Grid'!$A$5:$BD$174,BX$11,FALSE)","v":2.0288939564895303},{"$f":"VLOOKUP($B86,'IEA EFs - Grid'!$A$5:$BD$174,BY$11,FALSE)","v":2.0076356705947762},{"$f":"VLOOKUP($B86,'IEA EFs - Grid'!$A$5:$BD$174,BZ$11,FALSE)","v":1.9863773847000215},{"$f":"VLOOKUP($B86,'IEA EFs - Grid'!$A$5:$BD$174,CA$11,FALSE)","v":1.9651190988052669},{"$f":"VLOOKUP($B86,'IEA EFs - Grid'!$A$5:$BD$174,CB$11,FALSE)","v":1.9438608129105126},{"$f":"CB86","v":1.9438608129105126},1.9438608129105126,1.9438608129105126,1.9438608129105126,1.9438608129105126,1.9438608129105126,1.9438608129105126,1.9438608129105126,1.9438608129105126,1.9438608129105126,1.9438608129105126,1.9438608129105126,1.9438608129105126,1.9438608129105126,1.9438608129105126,1.9438608129105126,1.9438608129105126,1.9438608129105126,1.9438608129105126,1.9438608129105126,1.9438608129105126,1.9438608129105126,1.9438608129105126,1.9438608129105126,1.9438608129105126,1.9438608129105126,1.9438608129105126,1.9438608129105126,1.9438608129105126,1.9438608129105126]
["Côte d'Ivoire","Côte d'Ivoire",490.38060000000002,974.53949999999998,928.70090000000005,642.93790000000001,null,510,511,512,513,514,515,516,517,518,519,520,521,522,523,524,525,526,527,528,529,530,531,532,533,534,535,536,537,538,539,540,541,542,543,544,545,546,547,548,549,550,null,{"$f":"VLOOKUP($B87,'IEA EFs - Grid'!$A$5:$BD$174,AX$11,FALSE)","v":460.73039999999997},{"$f":"VLOOKUP($B87,'IEA EFs - Grid'!$A$5:$BD$174,AY$11,FALSE)","v":436.74040000000002},{"$f":"VLOOKUP($B87,'IEA EFs - Grid'!$A$5:$BD$174,AZ$11,FALSE)","v":490.38060000000002},{"$f":"VLOOKUP($B87,'IEA EFs - Grid'!$A$5:$BD$174,BA$11,FALSE)","v":487.0924423765797},{"$f":"VLOOKUP($B87,'IEA EFs - Grid'!$A$5:$BD$174,BB$11,FALSE)","v":483.80428475315949},{"$f":"VLOOKUP($B87,'IEA EFs - Grid'!$A$5:$BD$174,BC$11,FALSE)","v":480.51612712973923},{"$f":"VLOOKUP($B87,'IEA EFs - Grid'!$A$5:$BD$174,BD$11,FALSE)","v":471.62963959074267},{"$f":"VLOOKUP($B87,'IEA EFs - Grid'!$A$5:$BD$174,BE$11,FALSE)","v":462.74315205174616},{"$f":"VLOOKUP($B87,'IEA EFs - Grid'!$A$5:$BD$174,BF$11,FALSE)","v":453.85666451274949},{"$f":"VLOOKUP($B87,'IEA EFs - Grid'!$A$5:$BD$174,BG$11,FALSE)","v":444.97017697375293},{"$f":"VLOOKUP($B87,'IEA EFs - Grid'!$A$5:$BD$174,BH$11,FALSE)","v":436.08368943475637},{"$f":"VLOOKUP($B87,'IEA EFs - Grid'!$A$5:$BD$174,BI$11,FALSE)","v":429.54414279521069},{"$f":"VLOOKUP($B87,'IEA EFs - Grid'!$A$5:$BD$174,BJ$11,FALSE)","v":423.00459615566507},{"$f":"VLOOKUP($B87,'IEA EFs - Grid'!$A$5:$BD$174,BK$11,FALSE)","v":416.46504951611939},{"$f":"VLOOKUP($B87,'IEA EFs - Grid'!$A$5:$BD$174,BL$11,FALSE)","v":409.92550287657377},{"$f":"VLOOKUP($B87,'IEA EFs - Grid'!$A$5:$BD$174,BM$11,FALSE)","v":403.38595623702815},{"$f":"VLOOKUP($B87,'IEA EFs - Grid'!$A$5:$BD$174,BN$11,FALSE)","v":396.64346191824296},{"$f":"VLOOKUP($B87,'IEA EFs - Grid'!$A$5:$BD$174,BO$11,FALSE)","v":389.90096759945777},{"$f":"VLOOKUP($B87,'IEA EFs - Grid'!$A$5:$BD$174,BP$11,FALSE)","v":383.15847328067258},{"$f":"VLOOKUP($B87,'IEA EFs - Grid'!$A$5:$BD$174,BQ$11,FALSE)","v":376.41597896188739},{"$f":"VLOOKUP($B87,'IEA EFs - Grid'!$A$5:$BD$174,BR$11,FALSE)","v":369.67348464310214},{"$f":"VLOOKUP($B87,'IEA EFs - Grid'!$A$5:$BD$174,BS$11,FALSE)","v":365.46310193264884},{"$f":"VLOOKUP($B87,'IEA EFs - Grid'!$A$5:$BD$174,BT$11,FALSE)","v":361.25271922219554},{"$f":"VLOOKUP($B87,'IEA EFs - Grid'!$A$5:$BD$174,BU$11,FALSE)","v":357.04233651174218},{"$f":"VLOOKUP($B87,'IEA EFs - Grid'!$A$5:$BD$174,BV$11,FALSE)","v":352.83195380128888},{"$f":"VLOOKUP($B87,'IEA EFs - Grid'!$A$5:$BD$174,BW$11,FALSE)","v":348.62157109083557},{"$f":"VLOOKUP($B87,'IEA EFs - Grid'!$A$5:$BD$174,BX$11,FALSE)","v":345.00667026829541},{"$f":"VLOOKUP($B87,'IEA EFs - Grid'!$A$5:$BD$174,BY$11,FALSE)","v":341.3917694457553},{"$f":"VLOOKUP($B87,'IEA EFs - Grid'!$A$5:$BD$174,BZ$11,FALSE)","v":337.77686862321514},{"$f":"VLOOKUP($B87,'IEA EFs - Grid'!$A$5:$BD$174,CA$11,FALSE)","v":334.16196780067497},{"$f":"VLOOKUP($B87,'IEA EFs - Grid'!$A$5:$BD$174,CB$11,FALSE)","v":330.54706697813486},{"$f":"CB87","v":330.54706697813486},330.54706697813486,330.54706697813486,330.54706697813486,330.54706697813486,330.54706697813486,330.54706697813486,330.54706697813486,330.54706697813486,330.54706697813486,330.54706697813486,330.54706697813486,330.54706697813486,330.54706697813486,330.54706697813486,330.54706697813486,330.54706697813486,330.54706697813486,330.54706697813486,330.54706697813486,330.54706697813486,330.54706697813486,330.54706697813486,330.54706697813486,330.54706697813486,330.54706697813486,330.54706697813486,330.54706697813486,330.54706697813486,330.54706697813486]
["Egypt","Egypt",443.76,974.53949999999998,834.98019999999997,418.28910000000002,null,510,511,512,513,514,515,516,517,518,519,520,521,522,523,524,525,526,527,528,529,530,531,532,533,534,535,536,537,538,539,540,541,542,543,544,545,546,547,548,549,550,null,{"$f":"VLOOKUP($B88,'IEA EFs - Grid'!$A$5:$BD$174,AX$11,FALSE)","v":423.88799999999998},{"$f":"VLOOKUP($B88,'IEA EFs - Grid'!$A$5:$BD$174,AY$11,FALSE)","v":421.19200000000001},{"$f":"VLOOKUP($B88,'IEA EFs - Grid'!$A$5:$BD$174,AZ$11,FALSE)","v":443.76},{"$f":"VLOOKUP($B88,'IEA EFs - Grid'!$A$5:$BD$174,BA$11,FALSE)","v":440.78444830205558},{"$f":"VLOOKUP($B88,'IEA EFs - Grid'!$A$5:$BD$174,BB$11,FALSE)","v":437.80889660411123},{"$f":"VLOOKUP($B88,'IEA EFs - Grid'!$A$5:$BD$174,BC$11,FALSE)","v":434.83334490616687},{"$f":"VLOOKUP($B88,'IEA EFs - Grid'!$A$5:$BD$174,BD$11,FALSE)","v":426.79169784609741},{"$f":"VLOOKUP($B88,'IEA EFs - Grid'!$A$5:$BD$174,BE$11,FALSE)","v":418.75005078602794},{"$f":"VLOOKUP($B88,'IEA EFs - Grid'!$A$5:$BD$174,BF$11,FALSE)","v":410.70840372595836},{"$f":"VLOOKUP($B88,'IEA EFs - Grid'!$A$5:$BD$174,BG$11,FALSE)","v":402.66675666588884},{"$f":"VLOOKUP($B88,'IEA EFs - Grid'!$A$5:$BD$174,BH$11,FALSE)","v":394.62510960581938},{"$f":"VLOOKUP($B88,'IEA EFs - Grid'!$A$5:$BD$174,BI$11,FALSE)","v":388.70727921700552},{"$f":"VLOOKUP($B88,'IEA EFs - Grid'!$A$5:$BD$174,BJ$11,FALSE)","v":382.78944882819167},{"$f":"VLOOKUP($B88,'IEA EFs - Grid'!$A$5:$BD$174,BK$11,FALSE)","v":376.87161843937776},{"$f":"VLOOKUP($B88,'IEA EFs - Grid'!$A$5:$BD$174,BL$11,FALSE)","v":370.9537880505639},{"$f":"VLOOKUP($B88,'IEA EFs - Grid'!$A$5:$BD$174,BM$11,FALSE)","v":365.03595766175005},{"$f":"VLOOKUP($B88,'IEA EFs - Grid'!$A$5:$BD$174,BN$11,FALSE)","v":358.93447387771755},{"$f":"VLOOKUP($B88,'IEA EFs - Grid'!$A$5:$BD$174,BO$11,FALSE)","v":352.83299009368505},{"$f":"VLOOKUP($B88,'IEA EFs - Grid'!$A$5:$BD$174,BP$11,FALSE)","v":346.73150630965256},{"$f":"VLOOKUP($B88,'IEA EFs - Grid'!$A$5:$BD$174,BQ$11,FALSE)","v":340.63002252562006},{"$f":"VLOOKUP($B88,'IEA EFs - Grid'!$A$5:$BD$174,BR$11,FALSE)","v":334.52853874158757},{"$f":"VLOOKUP($B88,'IEA EFs - Grid'!$A$5:$BD$174,BS$11,FALSE)","v":330.71843811446087},{"$f":"VLOOKUP($B88,'IEA EFs - Grid'!$A$5:$BD$174,BT$11,FALSE)","v":326.90833748733417},{"$f":"VLOOKUP($B88,'IEA EFs - Grid'!$A$5:$BD$174,BU$11,FALSE)","v":323.09823686020746},{"$f":"VLOOKUP($B88,'IEA EFs - Grid'!$A$5:$BD$174,BV$11,FALSE)","v":319.28813623308082},{"$f":"VLOOKUP($B88,'IEA EFs - Grid'!$A$5:$BD$174,BW$11,FALSE)","v":315.47803560595412},{"$f":"VLOOKUP($B88,'IEA EFs - Grid'!$A$5:$BD$174,BX$11,FALSE)","v":312.20680426236015},{"$f":"VLOOKUP($B88,'IEA EFs - Grid'!$A$5:$BD$174,BY$11,FALSE)","v":308.93557291876624},{"$f":"VLOOKUP($B88,'IEA EFs - Grid'!$A$5:$BD$174,BZ$11,FALSE)","v":305.66434157517227},{"$f":"VLOOKUP($B88,'IEA EFs - Grid'!$A$5:$BD$174,CA$11,FALSE)","v":302.39311023157831},{"$f":"VLOOKUP($B88,'IEA EFs - Grid'!$A$5:$BD$174,CB$11,FALSE)","v":299.12187888798439},{"$f":"CB88","v":299.12187888798439},299.12187888798439,299.12187888798439,299.12187888798439,299.12187888798439,299.12187888798439,299.12187888798439,299.12187888798439,299.12187888798439,299.12187888798439,299.12187888798439,299.12187888798439,299.12187888798439,299.12187888798439,299.12187888798439,299.12187888798439,299.12187888798439,299.12187888798439,299.12187888798439,299.12187888798439,299.12187888798439,299.12187888798439,299.12187888798439,299.12187888798439,299.12187888798439,299.12187888798439,299.12187888798439,299.12187888798439,299.12187888798439,299.12187888798439]
["Eritrea","Eritrea",849.33979999999997,974.53949999999998,854.09799999999996,{"$f":"$F$108","v":456.774},null,510,511,512,513,514,515,516,517,518,519,520,521,522,523,524,525,526,527,528,529,530,531,532,533,534,535,536,537,538,539,540,541,542,543,544,545,546,547,548,549,550,null,{"$f":"VLOOKUP($B89,'IEA EFs - Grid'!$A$5:$BD$174,AX$11,FALSE)","v":850.48869999999999},{"$f":"VLOOKUP($B89,'IEA EFs - Grid'!$A$5:$BD$174,AY$11,FALSE)","v":849.39760000000001},{"$f":"VLOOKUP($B89,'IEA EFs - Grid'!$A$5:$BD$174,AZ$11,FALSE)","v":849.33979999999997},{"$f":"VLOOKUP($B89,'IEA EFs - Grid'!$A$5:$BD$174,BA$11,FALSE)","v":843.64470696768115},{"$f":"VLOOKUP($B89,'IEA EFs - Grid'!$A$5:$BD$174,BB$11,FALSE)","v":837.94961393536255},{"$f":"VLOOKUP($B89,'IEA EFs - Grid'!$A$5:$BD$174,BC$11,FALSE)","v":832.25452090304384},{"$f":"VLOOKUP($B89,'IEA EFs - Grid'!$A$5:$BD$174,BD$11,FALSE)","v":816.86311359803665},{"$f":"VLOOKUP($B89,'IEA EFs - Grid'!$A$5:$BD$174,BE$11,FALSE)","v":801.47170629302946},{"$f":"VLOOKUP($B89,'IEA EFs - Grid'!$A$5:$BD$174,BF$11,FALSE)","v":786.08029898802204},{"$f":"VLOOKUP($B89,'IEA EFs - Grid'!$A$5:$BD$174,BG$11,FALSE)","v":770.68889168301473},{"$f":"VLOOKUP($B89,'IEA EFs - Grid'!$A$5:$BD$174,BH$11,FALSE)","v":755.29748437800754},{"$f":"VLOOKUP($B89,'IEA EFs - Grid'!$A$5:$BD$174,BI$11,FALSE)","v":743.97098158625272},{"$f":"VLOOKUP($B89,'IEA EFs - Grid'!$A$5:$BD$174,BJ$11,FALSE)","v":732.64447879449801},{"$f":"VLOOKUP($B89,'IEA EFs - Grid'!$A$5:$BD$174,BK$11,FALSE)","v":721.31797600274319},{"$f":"VLOOKUP($B89,'IEA EFs - Grid'!$A$5:$BD$174,BL$11,FALSE)","v":709.99147321098849},{"$f":"VLOOKUP($B89,'IEA EFs - Grid'!$A$5:$BD$174,BM$11,FALSE)","v":698.66497041923378},{"$f":"VLOOKUP($B89,'IEA EFs - Grid'!$A$5:$BD$174,BN$11,FALSE)","v":686.9869619983906},{"$f":"VLOOKUP($B89,'IEA EFs - Grid'!$A$5:$BD$174,BO$11,FALSE)","v":675.30895357754741},{"$f":"VLOOKUP($B89,'IEA EFs - Grid'!$A$5:$BD$174,BP$11,FALSE)","v":663.63094515670412},{"$f":"VLOOKUP($B89,'IEA EFs - Grid'!$A$5:$BD$174,BQ$11,FALSE)","v":651.95293673586093},{"$f":"VLOOKUP($B89,'IEA EFs - Grid'!$A$5:$BD$174,BR$11,FALSE)","v":640.27492831501763},{"$f":"VLOOKUP($B89,'IEA EFs - Grid'!$A$5:$BD$174,BS$11,FALSE)","v":632.98254030207443},{"$f":"VLOOKUP($B89,'IEA EFs - Grid'!$A$5:$BD$174,BT$11,FALSE)","v":625.69015228913133},{"$f":"VLOOKUP($B89,'IEA EFs - Grid'!$A$5:$BD$174,BU$11,FALSE)","v":618.39776427618813},{"$f":"VLOOKUP($B89,'IEA EFs - Grid'!$A$5:$BD$174,BV$11,FALSE)","v":611.10537626324503},{"$f":"VLOOKUP($B89,'IEA EFs - Grid'!$A$5:$BD$174,BW$11,FALSE)","v":603.81298825030183},{"$f":"VLOOKUP($B89,'IEA EFs - Grid'!$A$5:$BD$174,BX$11,FALSE)","v":597.55197559679129},{"$f":"VLOOKUP($B89,'IEA EFs - Grid'!$A$5:$BD$174,BY$11,FALSE)","v":591.29096294328087},{"$f":"VLOOKUP($B89,'IEA EFs - Grid'!$A$5:$BD$174,BZ$11,FALSE)","v":585.02995028977034},{"$f":"VLOOKUP($B89,'IEA EFs - Grid'!$A$5:$BD$174,CA$11,FALSE)","v":578.76893763625981},{"$f":"VLOOKUP($B89,'IEA EFs - Grid'!$A$5:$BD$174,CB$11,FALSE)","v":572.50792498274939},{"$f":"CB89","v":572.50792498274939},572.50792498274939,572.50792498274939,572.50792498274939,572.50792498274939,572.50792498274939,572.50792498274939,572.50792498274939,572.50792498274939,572.50792498274939,572.50792498274939,572.50792498274939,572.50792498274939,572.50792498274939,572.50792498274939,572.50792498274939,572.50792498274939,572.50792498274939,572.50792498274939,572.50792498274939,572.50792498274939,572.50792498274939,572.50792498274939,572.50792498274939,572.50792498274939,572.50792498274939,572.50792498274939,572.50792498274939,572.50792498274939,572.50792498274939]
["Ethiopia","Ethiopia",6.6345000000000001,974.53949999999998,1111.2750000000001,{"$f":"$F$108","v":456.774},null,510,511,512,513,514,515,516,517,518,519,520,521,522,523,524,525,526,527,528,529,530,531,532,533,534,535,536,537,538,539,540,541,542,543,544,545,{"$f":"MOD(AR89,100)+500","v":546},547,548,549,550,null,{"$f":"VLOOKUP($B90,'IEA EFs - Grid'!$A$5:$BD$174,AX$11,FALSE)","v":7.0129000000000001},{"$f":"VLOOKUP($B90,'IEA EFs - Grid'!$A$5:$BD$174,AY$11,FALSE)","v":6.5445000000000002},{"$f":"VLOOKUP($B90,'IEA EFs - Grid'!$A$5:$BD$174,AZ$11,FALSE)","v":6.6345000000000001},{"$f":"VLOOKUP($B90,'IEA EFs - Grid'!$A$5:$BD$174,BA$11,FALSE)","v":6.5900135709842882},{"$f":"VLOOKUP($B90,'IEA EFs - Grid'!$A$5:$BD$174,BB$11,FALSE)","v":6.5455271419685781},{"$f":"VLOOKUP($B90,'IEA EFs - Grid'!$A$5:$BD$174,BC$11,FALSE)","v":6.5010407129528671},{"$f":"VLOOKUP($B90,'IEA EFs - Grid'!$A$5:$BD$174,BD$11,FALSE)","v":6.3808128703802351},{"$f":"VLOOKUP($B90,'IEA EFs - Grid'!$A$5:$BD$174,BE$11,FALSE)","v":6.2605850278076041},{"$f":"VLOOKUP($B90,'IEA EFs - Grid'!$A$5:$BD$174,BF$11,FALSE)","v":6.1403571852349712},{"$f":"VLOOKUP($B90,'IEA EFs - Grid'!$A$5:$BD$174,BG$11,FALSE)","v":6.0201293426623392},{"$f":"VLOOKUP($B90,'IEA EFs - Grid'!$A$5:$BD$174,BH$11,FALSE)","v":5.8999015000897073},{"$f":"VLOOKUP($B90,'IEA EFs - Grid'!$A$5:$BD$174,BI$11,FALSE)","v":5.8114260951082182},{"$f":"VLOOKUP($B90,'IEA EFs - Grid'!$A$5:$BD$174,BJ$11,FALSE)","v":5.7229506901267291},{"$f":"VLOOKUP($B90,'IEA EFs - Grid'!$A$5:$BD$174,BK$11,FALSE)","v":5.6344752851452391},{"$f":"VLOOKUP($B90,'IEA EFs - Grid'!$A$5:$BD$174,BL$11,FALSE)","v":5.54599988016375},{"$f":"VLOOKUP($B90,'IEA EFs - Grid'!$A$5:$BD$174,BM$11,FALSE)","v":5.4575244751822609},{"$f":"VLOOKUP($B90,'IEA EFs - Grid'!$A$5:$BD$174,BN$11,FALSE)","v":5.3663033327512997},{"$f":"VLOOKUP($B90,'IEA EFs - Grid'!$A$5:$BD$174,BO$11,FALSE)","v":5.2750821903203384},{"$f":"VLOOKUP($B90,'IEA EFs - Grid'!$A$5:$BD$174,BP$11,FALSE)","v":5.1838610478893763},{"$f":"VLOOKUP($B90,'IEA EFs - Grid'!$A$5:$BD$174,BQ$11,FALSE)","v":5.0926399054584151},{"$f":"VLOOKUP($B90,'IEA EFs - Grid'!$A$5:$BD$174,BR$11,FALSE)","v":5.0014187630274529},{"$f":"VLOOKUP($B90,'IEA EFs - Grid'!$A$5:$BD$174,BS$11,FALSE)","v":4.9444552858986626},{"$f":"VLOOKUP($B90,'IEA EFs - Grid'!$A$5:$BD$174,BT$11,FALSE)","v":4.8874918087698722},{"$f":"VLOOKUP($B90,'IEA EFs - Grid'!$A$5:$BD$174,BU$11,FALSE)","v":4.830528331641081},{"$f":"VLOOKUP($B90,'IEA EFs - Grid'!$A$5:$BD$174,BV$11,FALSE)","v":4.7735648545122915},{"$f":"VLOOKUP($B90,'IEA EFs - Grid'!$A$5:$BD$174,BW$11,FALSE)","v":4.7166013773835012},{"$f":"VLOOKUP($B90,'IEA EFs - Grid'!$A$5:$BD$174,BX$11,FALSE)","v":4.6676943457693989},{"$f":"VLOOKUP($B90,'IEA EFs - Grid'!$A$5:$BD$174,BY$11,FALSE)","v":4.6187873141552966},{"$f":"VLOOKUP($B90,'IEA EFs - Grid'!$A$5:$BD$174,BZ$11,FALSE)","v":4.5698802825411935},{"$f":"VLOOKUP($B90,'IEA EFs - Grid'!$A$5:$BD$174,CA$11,FALSE)","v":4.5209732509270912},{"$f":"VLOOKUP($B90,'IEA EFs - Grid'!$A$5:$BD$174,CB$11,FALSE)","v":4.472066219312989},{"$f":"CB90","v":4.472066219312989},4.472066219312989,4.472066219312989,4.472066219312989,4.472066219312989,4.472066219312989,4.472066219312989,4.472066219312989,4.472066219312989,4.472066219312989,4.472066219312989,4.472066219312989,4.472066219312989,4.472066219312989,4.472066219312989,4.472066219312989,4.472066219312989,4.472066219312989,4.472066219312989,4.472066219312989,4.472066219312989,4.472066219312989,4.472066219312989,4.472066219312989,4.472066219312989,4.472066219312989,4.472066219312989,4.472066219312989,4.472066219312989,4.472066219312989]
["Gabon","Gabon",436.12560000000002,974.53949999999998,714.58309999999994,763.5163,null,510,511,512,513,514,515,516,517,518,519,520,521,522,523,524,525,526,527,528,529,{"$f":"MOD(AB90,100)+500","v":530},{"$f":"MOD(AC90,100)+500","v":531},{"$f":"MOD(AD90,100)+500","v":532},{"$f":"MOD(AE90,100)+500","v":533},{"$f":"MOD(AF90,100)+500","v":534},{"$f":"MOD(AG90,100)+500","v":535},{"$f":"MOD(AH90,100)+500","v":536},{"$f":"MOD(AI90,100)+500","v":537},{"$f":"MOD(AJ90,100)+500","v":538},{"$f":"MOD(AK90,100)+500","v":539},{"$f":"MOD(AL90,100)+500","v":540},{"$f":"MOD(AM90,100)+500","v":541},{"$f":"MOD(AN90,100)+500","v":542},{"$f":"MOD(AO90,100)+500","v":543},{"$f":"MOD(AP90,100)+500","v":544},{"$f":"MOD(AQ90,100)+500","v":545},546,547,548,549,550,null,{"$f":"VLOOKUP($B91,'IEA EFs - Grid'!$A$5:$BD$174,AX$11,FALSE)","v":407.7423},{"$f":"VLOOKUP($B91,'IEA EFs - Grid'!$A$5:$BD$174,AY$11,FALSE)","v":436.16430000000003},{"$f":"VLOOKUP($B91,'IEA EFs - Grid'!$A$5:$BD$174,AZ$11,FALSE)","v":436.12560000000002},{"$f":"VLOOKUP($B91,'IEA EFs - Grid'!$A$5:$BD$174,BA$11,FALSE)","v":433.20123937804891},{"$f":"VLOOKUP($B91,'IEA EFs - Grid'!$A$5:$BD$174,BB$11,FALSE)","v":430.27687875609786},{"$f":"VLOOKUP($B91,'IEA EFs - Grid'!$A$5:$BD$174,BC$11,FALSE)","v":427.35251813414681},{"$f":"VLOOKUP($B91,'IEA EFs - Grid'!$A$5:$BD$174,BD$11,FALSE)","v":419.44921871765808},{"$f":"VLOOKUP($B91,'IEA EFs - Grid'!$A$5:$BD$174,BE$11,FALSE)","v":411.54591930116936},{"$f":"VLOOKUP($B91,'IEA EFs - Grid'!$A$5:$BD$174,BF$11,FALSE)","v":403.64261988468053},{"$f":"VLOOKUP($B91,'IEA EFs - Grid'!$A$5:$BD$174,BG$11,FALSE)","v":395.73932046819175},{"$f":"VLOOKUP($B91,'IEA EFs - Grid'!$A$5:$BD$174,BH$11,FALSE)","v":387.83602105170303},{"$f":"VLOOKUP($B91,'IEA EFs - Grid'!$A$5:$BD$174,BI$11,FALSE)","v":382.02000038958909},{"$f":"VLOOKUP($B91,'IEA EFs - Grid'!$A$5:$BD$174,BJ$11,FALSE)","v":376.20397972747514},{"$f":"VLOOKUP($B91,'IEA EFs - Grid'!$A$5:$BD$174,BK$11,FALSE)","v":370.38795906536114},{"$f":"VLOOKUP($B91,'IEA EFs - Grid'!$A$5:$BD$174,BL$11,FALSE)","v":364.5719384032472},{"$f":"VLOOKUP($B91,'IEA EFs - Grid'!$A$5:$BD$174,BM$11,FALSE)","v":358.75591774113326},{"$f":"VLOOKUP($B91,'IEA EFs - Grid'!$A$5:$BD$174,BN$11,FALSE)","v":352.7594032373442},{"$f":"VLOOKUP($B91,'IEA EFs - Grid'!$A$5:$BD$174,BO$11,FALSE)","v":346.76288873355514},{"$f":"VLOOKUP($B91,'IEA EFs - Grid'!$A$5:$BD$174,BP$11,FALSE)","v":340.76637422976609},{"$f":"VLOOKUP($B91,'IEA EFs - Grid'!$A$5:$BD$174,BQ$11,FALSE)","v":334.76985972597703},{"$f":"VLOOKUP($B91,'IEA EFs - Grid'!$A$5:$BD$174,BR$11,FALSE)","v":328.77334522218791},{"$f":"VLOOKUP($B91,'IEA EFs - Grid'!$A$5:$BD$174,BS$11,FALSE)","v":325.02879316236726},{"$f":"VLOOKUP($B91,'IEA EFs - Grid'!$A$5:$BD$174,BT$11,FALSE)","v":321.28424110254667},{"$f":"VLOOKUP($B91,'IEA EFs - Grid'!$A$5:$BD$174,BU$11,FALSE)","v":317.53968904272602},{"$f":"VLOOKUP($B91,'IEA EFs - Grid'!$A$5:$BD$174,BV$11,FALSE)","v":313.79513698290543},{"$f":"VLOOKUP($B91,'IEA EFs - Grid'!$A$5:$BD$174,BW$11,FALSE)","v":310.05058492308478},{"$f":"VLOOKUP($B91,'IEA EFs - Grid'!$A$5:$BD$174,BX$11,FALSE)","v":306.83563149676485},{"$f":"VLOOKUP($B91,'IEA EFs - Grid'!$A$5:$BD$174,BY$11,FALSE)","v":303.62067807044497},{"$f":"VLOOKUP($B91,'IEA EFs - Grid'!$A$5:$BD$174,BZ$11,FALSE)","v":300.40572464412503},{"$f":"VLOOKUP($B91,'IEA EFs - Grid'!$A$5:$BD$174,CA$11,FALSE)","v":297.19077121780509},{"$f":"VLOOKUP($B91,'IEA EFs - Grid'!$A$5:$BD$174,CB$11,FALSE)","v":293.97581779148521},{"$f":"CB91","v":293.97581779148521},293.97581779148521,293.97581779148521,293.97581779148521,293.97581779148521,293.97581779148521,293.97581779148521,293.97581779148521,293.97581779148521,293.97581779148521,293.97581779148521,293.97581779148521,293.97581779148521,293.97581779148521,293.97581779148521,293.97581779148521,293.97581779148521,293.97581779148521,293.97581779148521,293.97581779148521,293.97581779148521,293.97581779148521,293.97581779148521,293.97581779148521,293.97581779148521,293.97581779148521,293.97581779148521,293.97581779148521,293.97581779148521,293.97581779148521]
["Ghana","Ghana",249.44489999999999,974.53949999999998,869.63149999999996,566.91849999999999,null,510,511,512,513,514,515,516,517,518,519,520,521,522,523,524,525,526,527,528,529,530,531,532,533,534,535,536,537,538,539,540,541,542,543,544,545,546,547,548,549,550,null,{"$f":"VLOOKUP($B92,'IEA EFs - Grid'!$A$5:$BD$174,AX$11,FALSE)","v":294.745},{"$f":"VLOOKUP($B92,'IEA EFs - Grid'!$A$5:$BD$174,AY$11,FALSE)","v":215.423},{"$f":"VLOOKUP($B92,'IEA EFs - Grid'!$A$5:$BD$174,AZ$11,FALSE)","v":249.44489999999999},{"$f":"VLOOKUP($B92,'IEA EFs - Grid'!$A$5:$BD$174,BA$11,FALSE)","v":247.77229274441459},{"$f":"VLOOKUP($B92,'IEA EFs - Grid'!$A$5:$BD$174,BB$11,FALSE)","v":246.09968548882924},{"$f":"VLOOKUP($B92,'IEA EFs - Grid'!$A$5:$BD$174,BC$11,FALSE)","v":244.42707823324386},{"$f":"VLOOKUP($B92,'IEA EFs - Grid'!$A$5:$BD$174,BD$11,FALSE)","v":239.90673424835489},{"$f":"VLOOKUP($B92,'IEA EFs - Grid'!$A$5:$BD$174,BE$11,FALSE)","v":235.38639026346596},{"$f":"VLOOKUP($B92,'IEA EFs - Grid'!$A$5:$BD$174,BF$11,FALSE)","v":230.86604627857693},{"$f":"VLOOKUP($B92,'IEA EFs - Grid'!$A$5:$BD$174,BG$11,FALSE)","v":226.34570229368796},{"$f":"VLOOKUP($B92,'IEA EFs - Grid'!$A$5:$BD$174,BH$11,FALSE)","v":221.825358308799},{"$f":"VLOOKUP($B92,'IEA EFs - Grid'!$A$5:$BD$174,BI$11,FALSE)","v":218.49884711005501},{"$f":"VLOOKUP($B92,'IEA EFs - Grid'!$A$5:$BD$174,BJ$11,FALSE)","v":215.17233591131102},{"$f":"VLOOKUP($B92,'IEA EFs - Grid'!$A$5:$BD$174,BK$11,FALSE)","v":211.84582471256701},{"$f":"VLOOKUP($B92,'IEA EFs - Grid'!$A$5:$BD$174,BL$11,FALSE)","v":208.51931351382302},{"$f":"VLOOKUP($B92,'IEA EFs - Grid'!$A$5:$BD$174,BM$11,FALSE)","v":205.19280231507904},{"$f":"VLOOKUP($B92,'IEA EFs - Grid'!$A$5:$BD$174,BN$11,FALSE)","v":201.76305647868188},{"$f":"VLOOKUP($B92,'IEA EFs - Grid'!$A$5:$BD$174,BO$11,FALSE)","v":198.33331064228472},{"$f":"VLOOKUP($B92,'IEA EFs - Grid'!$A$5:$BD$174,BP$11,FALSE)","v":194.90356480588756},{"$f":"VLOOKUP($B92,'IEA EFs - Grid'!$A$5:$BD$174,BQ$11,FALSE)","v":191.4738189694904},{"$f":"VLOOKUP($B92,'IEA EFs - Grid'!$A$5:$BD$174,BR$11,FALSE)","v":188.04407313309324},{"$f":"VLOOKUP($B92,'IEA EFs - Grid'!$A$5:$BD$174,BS$11,FALSE)","v":185.90235200022062},{"$f":"VLOOKUP($B92,'IEA EFs - Grid'!$A$5:$BD$174,BT$11,FALSE)","v":183.760630867348},{"$f":"VLOOKUP($B92,'IEA EFs - Grid'!$A$5:$BD$174,BU$11,FALSE)","v":181.61890973447535},{"$f":"VLOOKUP($B92,'IEA EFs - Grid'!$A$5:$BD$174,BV$11,FALSE)","v":179.47718860160276},{"$f":"VLOOKUP($B92,'IEA EFs - Grid'!$A$5:$BD$174,BW$11,FALSE)","v":177.33546746873014},{"$f":"VLOOKUP($B92,'IEA EFs - Grid'!$A$5:$BD$174,BX$11,FALSE)","v":175.49665375100059},{"$f":"VLOOKUP($B92,'IEA EFs - Grid'!$A$5:$BD$174,BY$11,FALSE)","v":173.65784003327107},{"$f":"VLOOKUP($B92,'IEA EFs - Grid'!$A$5:$BD$174,BZ$11,FALSE)","v":171.81902631554152},{"$f":"VLOOKUP($B92,'IEA EFs - Grid'!$A$5:$BD$174,CA$11,FALSE)","v":169.98021259781197},{"$f":"VLOOKUP($B92,'IEA EFs - Grid'!$A$5:$BD$174,CB$11,FALSE)","v":168.14139888008245},{"$f":"CB92","v":168.14139888008245},168.14139888008245,168.14139888008245,168.14139888008245,168.14139888008245,168.14139888008245,168.14139888008245,168.14139888008245,168.14139888008245,168.14139888008245,168.14139888008245,168.14139888008245,168.14139888008245,168.14139888008245,168.14139888008245,168.14139888008245,168.14139888008245,168.14139888008245,168.14139888008245,168.14139888008245,168.14139888008245,168.14139888008245,168.14139888008245,168.14139888008245,168.14139888008245,168.14139888008245,168.14139888008245,168.14139888008245,168.14139888008245,168.14139888008245]
["Kenya","Kenya",223.17779999999999,974.53949999999998,898.12819999999999,{"$f":"$F$108","v":456.774},null,510,511,512,513,514,515,516,517,518,519,520,521,522,523,524,525,526,527,528,529,530,531,532,533,534,535,536,537,538,539,540,541,542,543,544,545,546,547,548,549,550,null,{"$f":"VLOOKUP($B93,'IEA EFs - Grid'!$A$5:$BD$174,AX$11,FALSE)","v":274.15440000000001},{"$f":"VLOOKUP($B93,'IEA EFs - Grid'!$A$5:$BD$174,AY$11,FALSE)","v":294.2509},{"$f":"VLOOKUP($B93,'IEA EFs - Grid'!$A$5:$BD$174,AZ$11,FALSE)","v":223.17779999999999},{"$f":"VLOOKUP($B93,'IEA EFs - Grid'!$A$5:$BD$174,BA$11,FALSE)","v":221.68132198996415},{"$f":"VLOOKUP($B93,'IEA EFs - Grid'!$A$5:$BD$174,BB$11,FALSE)","v":220.18484397992836},{"$f":"VLOOKUP($B93,'IEA EFs - Grid'!$A$5:$BD$174,BC$11,FALSE)","v":218.68836596989254},{"$f":"VLOOKUP($B93,'IEA EFs - Grid'!$A$5:$BD$174,BD$11,FALSE)","v":214.64402421028652},{"$f":"VLOOKUP($B93,'IEA EFs - Grid'!$A$5:$BD$174,BE$11,FALSE)","v":210.59968245068049},{"$f":"VLOOKUP($B93,'IEA EFs - Grid'!$A$5:$BD$174,BF$11,FALSE)","v":206.55534069107441},{"$f":"VLOOKUP($B93,'IEA EFs - Grid'!$A$5:$BD$174,BG$11,FALSE)","v":202.51099893146835},{"$f":"VLOOKUP($B93,'IEA EFs - Grid'!$A$5:$BD$174,BH$11,FALSE)","v":198.46665717186232},{"$f":"VLOOKUP($B93,'IEA EFs - Grid'!$A$5:$BD$174,BI$11,FALSE)","v":195.49043496402786},{"$f":"VLOOKUP($B93,'IEA EFs - Grid'!$A$5:$BD$174,BJ$11,FALSE)","v":192.51421275619339},{"$f":"VLOOKUP($B93,'IEA EFs - Grid'!$A$5:$BD$174,BK$11,FALSE)","v":189.53799054835889},{"$f":"VLOOKUP($B93,'IEA EFs - Grid'!$A$5:$BD$174,BL$11,FALSE)","v":186.56176834052442},{"$f":"VLOOKUP($B93,'IEA EFs - Grid'!$A$5:$BD$174,BM$11,FALSE)","v":183.58554613268996},{"$f":"VLOOKUP($B93,'IEA EFs - Grid'!$A$5:$BD$174,BN$11,FALSE)","v":180.51696012300894},{"$f":"VLOOKUP($B93,'IEA EFs - Grid'!$A$5:$BD$174,BO$11,FALSE)","v":177.44837411332793},{"$f":"VLOOKUP($B93,'IEA EFs - Grid'!$A$5:$BD$174,BP$11,FALSE)","v":174.37978810364692},{"$f":"VLOOKUP($B93,'IEA EFs - Grid'!$A$5:$BD$174,BQ$11,FALSE)","v":171.3112020939659},{"$f":"VLOOKUP($B93,'IEA EFs - Grid'!$A$5:$BD$174,BR$11,FALSE)","v":168.24261608428489},{"$f":"VLOOKUP($B93,'IEA EFs - Grid'!$A$5:$BD$174,BS$11,FALSE)","v":166.32642292640506},{"$f":"VLOOKUP($B93,'IEA EFs - Grid'!$A$5:$BD$174,BT$11,FALSE)","v":164.41022976852523},{"$f":"VLOOKUP($B93,'IEA EFs - Grid'!$A$5:$BD$174,BU$11,FALSE)","v":162.49403661064537},{"$f":"VLOOKUP($B93,'IEA EFs - Grid'!$A$5:$BD$174,BV$11,FALSE)","v":160.57784345276556},{"$f":"VLOOKUP($B93,'IEA EFs - Grid'!$A$5:$BD$174,BW$11,FALSE)","v":158.66165029488573},{"$f":"VLOOKUP($B93,'IEA EFs - Grid'!$A$5:$BD$174,BX$11,FALSE)","v":157.01646773099006},{"$f":"VLOOKUP($B93,'IEA EFs - Grid'!$A$5:$BD$174,BY$11,FALSE)","v":155.37128516709441},{"$f":"VLOOKUP($B93,'IEA EFs - Grid'!$A$5:$BD$174,BZ$11,FALSE)","v":153.72610260319874},{"$f":"VLOOKUP($B93,'IEA EFs - Grid'!$A$5:$BD$174,CA$11,FALSE)","v":152.08092003930307},{"$f":"VLOOKUP($B93,'IEA EFs - Grid'!$A$5:$BD$174,CB$11,FALSE)","v":150.43573747540739},{"$f":"CB93","v":150.43573747540739},150.43573747540739,150.43573747540739,150.43573747540739,150.43573747540739,150.43573747540739,150.43573747540739,150.43573747540739,150.43573747540739,150.43573747540739,150.43573747540739,150.43573747540739,150.43573747540739,150.43573747540739,150.43573747540739,150.43573747540739,150.43573747540739,150.43573747540739,150.43573747540739,150.43573747540739,150.43573747540739,150.43573747540739,150.43573747540739,150.43573747540739,150.43573747540739,150.43573747540739,150.43573747540739,150.43573747540739,150.43573747540739,150.43573747540739]
["Libya","Libya",568.60249999999996,974.53949999999998,858.23180000000002,383.43419999999998,null,510,511,512,513,514,515,516,517,518,519,520,521,522,523,524,525,526,527,528,529,530,531,532,533,534,535,536,537,538,539,540,541,542,543,544,545,546,547,548,549,550,null,{"$f":"VLOOKUP($B94,'IEA EFs - Grid'!$A$5:$BD$174,AX$11,FALSE)","v":680.43449999999996},{"$f":"VLOOKUP($B94,'IEA EFs - Grid'!$A$5:$BD$174,AY$11,FALSE)","v":635.57370000000003},{"$f":"VLOOKUP($B94,'IEA EFs - Grid'!$A$5:$BD$174,AZ$11,FALSE)","v":568.60249999999996},{"$f":"VLOOKUP($B94,'IEA EFs - Grid'!$A$5:$BD$174,BA$11,FALSE)","v":564.78983970089587},{"$f":"VLOOKUP($B94,'IEA EFs - Grid'!$A$5:$BD$174,BB$11,FALSE)","v":560.97717940179189},{"$f":"VLOOKUP($B94,'IEA EFs - Grid'!$A$5:$BD$174,BC$11,FALSE)","v":557.16451910268779},{"$f":"VLOOKUP($B94,'IEA EFs - Grid'!$A$5:$BD$174,BD$11,FALSE)","v":546.86052455051288},{"$f":"VLOOKUP($B94,'IEA EFs - Grid'!$A$5:$BD$174,BE$11,FALSE)","v":536.55652999833796},{"$f":"VLOOKUP($B94,'IEA EFs - Grid'!$A$5:$BD$174,BF$11,FALSE)","v":526.25253544616294},{"$f":"VLOOKUP($B94,'IEA EFs - Grid'!$A$5:$BD$174,BG$11,FALSE)","v":515.94854089398791},{"$f":"VLOOKUP($B94,'IEA EFs - Grid'!$A$5:$BD$174,BH$11,FALSE)","v":505.64454634181294},{"$f":"VLOOKUP($B94,'IEA EFs - Grid'!$A$5:$BD$174,BI$11,FALSE)","v":498.06185940821024},{"$f":"VLOOKUP($B94,'IEA EFs - Grid'!$A$5:$BD$174,BJ$11,FALSE)","v":490.47917247460754},{"$f":"VLOOKUP($B94,'IEA EFs - Grid'!$A$5:$BD$174,BK$11,FALSE)","v":482.89648554100478},{"$f":"VLOOKUP($B94,'IEA EFs - Grid'!$A$5:$BD$174,BL$11,FALSE)","v":475.31379860740208},{"$f":"VLOOKUP($B94,'IEA EFs - Grid'!$A$5:$BD$174,BM$11,FALSE)","v":467.73111167379938},{"$f":"VLOOKUP($B94,'IEA EFs - Grid'!$A$5:$BD$174,BN$11,FALSE)","v":459.91310434256104},{"$f":"VLOOKUP($B94,'IEA EFs - Grid'!$A$5:$BD$174,BO$11,FALSE)","v":452.09509701132271},{"$f":"VLOOKUP($B94,'IEA EFs - Grid'!$A$5:$BD$174,BP$11,FALSE)","v":444.27708968008437},{"$f":"VLOOKUP($B94,'IEA EFs - Grid'!$A$5:$BD$174,BQ$11,FALSE)","v":436.45908234884604},{"$f":"VLOOKUP($B94,'IEA EFs - Grid'!$A$5:$BD$174,BR$11,FALSE)","v":428.64107501760765},{"$f":"VLOOKUP($B94,'IEA EFs - Grid'!$A$5:$BD$174,BS$11,FALSE)","v":423.75908308089453},{"$f":"VLOOKUP($B94,'IEA EFs - Grid'!$A$5:$BD$174,BT$11,FALSE)","v":418.87709114418146},{"$f":"VLOOKUP($B94,'IEA EFs - Grid'!$A$5:$BD$174,BU$11,FALSE)","v":413.99509920746834},{"$f":"VLOOKUP($B94,'IEA EFs - Grid'!$A$5:$BD$174,BV$11,FALSE)","v":409.11310727075528},{"$f":"VLOOKUP($B94,'IEA EFs - Grid'!$A$5:$BD$174,BW$11,FALSE)","v":404.23111533404216},{"$f":"VLOOKUP($B94,'IEA EFs - Grid'!$A$5:$BD$174,BX$11,FALSE)","v":400.0395921682636},{"$f":"VLOOKUP($B94,'IEA EFs - Grid'!$A$5:$BD$174,BY$11,FALSE)","v":395.84806900248509},{"$f":"VLOOKUP($B94,'IEA EFs - Grid'!$A$5:$BD$174,BZ$11,FALSE)","v":391.65654583670653},{"$f":"VLOOKUP($B94,'IEA EFs - Grid'!$A$5:$BD$174,CA$11,FALSE)","v":387.46502267092797},{"$f":"VLOOKUP($B94,'IEA EFs - Grid'!$A$5:$BD$174,CB$11,FALSE)","v":383.27349950514946},{"$f":"CB94","v":383.27349950514946},383.27349950514946,383.27349950514946,383.27349950514946,383.27349950514946,383.27349950514946,383.27349950514946,383.27349950514946,383.27349950514946,383.27349950514946,383.27349950514946,383.27349950514946,383.27349950514946,383.27349950514946,383.27349950514946,383.27349950514946,383.27349950514946,383.27349950514946,383.27349950514946,383.27349950514946,383.27349950514946,383.27349950514946,383.27349950514946,383.27349950514946,383.27349950514946,383.27349950514946,383.27349950514946,383.27349950514946,383.27349950514946,383.27349950514946]
["Morocco","Morocco",696.63,986.82029999999997,723.58849999999995,376.73469999999998,null,510,511,512,513,514,515,516,517,518,519,520,521,522,523,524,525,526,527,528,529,530,531,532,533,534,535,536,537,538,539,540,541,542,543,544,545,546,547,548,549,550,null,{"$f":"VLOOKUP($B95,'IEA EFs - Grid'!$A$5:$BD$174,AX$11,FALSE)","v":683.21529999999996},{"$f":"VLOOKUP($B95,'IEA EFs - Grid'!$A$5:$BD$174,AY$11,FALSE)","v":725.94749999999999},{"$f":"VLOOKUP($B95,'IEA EFs - Grid'!$A$5:$BD$174,AZ$11,FALSE)","v":696.63},{"$f":"VLOOKUP($B95,'IEA EFs - Grid'!$A$5:$BD$174,BA$11,FALSE)","v":691.95887466346892},{"$f":"VLOOKUP($B95,'IEA EFs - Grid'!$A$5:$BD$174,BB$11,FALSE)","v":687.28774932693796},{"$f":"VLOOKUP($B95,'IEA EFs - Grid'!$A$5:$BD$174,BC$11,FALSE)","v":682.61662399040699},{"$f":"VLOOKUP($B95,'IEA EFs - Grid'!$A$5:$BD$174,BD$11,FALSE)","v":669.99256460818185},{"$f":"VLOOKUP($B95,'IEA EFs - Grid'!$A$5:$BD$174,BE$11,FALSE)","v":657.36850522595682},{"$f":"VLOOKUP($B95,'IEA EFs - Grid'!$A$5:$BD$174,BF$11,FALSE)","v":644.74444584373157},{"$f":"VLOOKUP($B95,'IEA EFs - Grid'!$A$5:$BD$174,BG$11,FALSE)","v":632.12038646150643},{"$f":"VLOOKUP($B95,'IEA EFs - Grid'!$A$5:$BD$174,BH$11,FALSE)","v":619.49632707928129},{"$f":"VLOOKUP($B95,'IEA EFs - Grid'!$A$5:$BD$174,BI$11,FALSE)","v":610.20630953881027},{"$f":"VLOOKUP($B95,'IEA EFs - Grid'!$A$5:$BD$174,BJ$11,FALSE)","v":600.91629199833926},{"$f":"VLOOKUP($B95,'IEA EFs - Grid'!$A$5:$BD$174,BK$11,FALSE)","v":591.62627445786825},{"$f":"VLOOKUP($B95,'IEA EFs - Grid'!$A$5:$BD$174,BL$11,FALSE)","v":582.33625691739735},{"$f":"VLOOKUP($B95,'IEA EFs - Grid'!$A$5:$BD$174,BM$11,FALSE)","v":573.04623937692634},{"$f":"VLOOKUP($B95,'IEA EFs - Grid'!$A$5:$BD$174,BN$11,FALSE)","v":563.46791630032965},{"$f":"VLOOKUP($B95,'IEA EFs - Grid'!$A$5:$BD$174,BO$11,FALSE)","v":553.88959322373296},{"$f":"VLOOKUP($B95,'IEA EFs - Grid'!$A$5:$BD$174,BP$11,FALSE)","v":544.31127014713627},{"$f":"VLOOKUP($B95,'IEA EFs - Grid'!$A$5:$BD$174,BQ$11,FALSE)","v":534.73294707053958},{"$f":"VLOOKUP($B95,'IEA EFs - Grid'!$A$5:$BD$174,BR$11,FALSE)","v":525.15462399394289},{"$f":"VLOOKUP($B95,'IEA EFs - Grid'!$A$5:$BD$174,BS$11,FALSE)","v":519.17339450080408},{"$f":"VLOOKUP($B95,'IEA EFs - Grid'!$A$5:$BD$174,BT$11,FALSE)","v":513.19216500766527},{"$f":"VLOOKUP($B95,'IEA EFs - Grid'!$A$5:$BD$174,BU$11,FALSE)","v":507.21093551452645},{"$f":"VLOOKUP($B95,'IEA EFs - Grid'!$A$5:$BD$174,BV$11,FALSE)","v":501.2297060213877},{"$f":"VLOOKUP($B95,'IEA EFs - Grid'!$A$5:$BD$174,BW$11,FALSE)","v":495.24847652824889},{"$f":"VLOOKUP($B95,'IEA EFs - Grid'!$A$5:$BD$174,BX$11,FALSE)","v":490.11318292159694},{"$f":"VLOOKUP($B95,'IEA EFs - Grid'!$A$5:$BD$174,BY$11,FALSE)","v":484.97788931494506},{"$f":"VLOOKUP($B95,'IEA EFs - Grid'!$A$5:$BD$174,BZ$11,FALSE)","v":479.84259570829306},{"$f":"VLOOKUP($B95,'IEA EFs - Grid'!$A$5:$BD$174,CA$11,FALSE)","v":474.70730210164112},{"$f":"VLOOKUP($B95,'IEA EFs - Grid'!$A$5:$BD$174,CB$11,FALSE)","v":469.57200849498923},{"$f":"CB95","v":469.57200849498923},469.57200849498923,469.57200849498923,469.57200849498923,469.57200849498923,469.57200849498923,469.57200849498923,469.57200849498923,469.57200849498923,469.57200849498923,469.57200849498923,469.57200849498923,469.57200849498923,469.57200849498923,469.57200849498923,469.57200849498923,469.57200849498923,469.57200849498923,469.57200849498923,469.57200849498923,469.57200849498923,469.57200849498923,469.57200849498923,469.57200849498923,469.57200849498923,469.57200849498923,469.57200849498923,469.57200849498923,469.57200849498923,469.57200849498923]
["Mozambique","Mozambique",1.1821999999999999,{"$f":"$D$108","v":974.53949999999998},{"$f":"$E$108","v":833.97270000000003},853.80949999999996,null,510,511,512,513,514,515,516,517,518,519,520,521,522,523,524,525,526,527,528,529,530,531,532,533,534,535,536,537,538,539,540,541,542,543,544,545,546,547,548,549,550,null,{"$f":"VLOOKUP($B96,'IEA EFs - Grid'!$A$5:$BD$174,AX$11,FALSE)","v":0.64780000000000004},{"$f":"VLOOKUP($B96,'IEA EFs - Grid'!$A$5:$BD$174,AY$11,FALSE)","v":0.90720000000000001},{"$f":"VLOOKUP($B96,'IEA EFs - Grid'!$A$5:$BD$174,AZ$11,FALSE)","v":1.1821999999999999},{"$f":"VLOOKUP($B96,'IEA EFs - Grid'!$A$5:$BD$174,BA$11,FALSE)","v":1.1742729736404589},{"$f":"VLOOKUP($B96,'IEA EFs - Grid'!$A$5:$BD$174,BB$11,FALSE)","v":1.1663459472809181},{"$f":"VLOOKUP($B96,'IEA EFs - Grid'!$A$5:$BD$174,BC$11,FALSE)","v":1.1584189209213773},{"$f":"VLOOKUP($B96,'IEA EFs - Grid'!$A$5:$BD$174,BD$11,FALSE)","v":1.1369955498324686},{"$f":"VLOOKUP($B96,'IEA EFs - Grid'!$A$5:$BD$174,BE$11,FALSE)","v":1.11557217874356},{"$f":"VLOOKUP($B96,'IEA EFs - Grid'!$A$5:$BD$174,BF$11,FALSE)","v":1.0941488076546511},{"$f":"VLOOKUP($B96,'IEA EFs - Grid'!$A$5:$BD$174,BG$11,FALSE)","v":1.0727254365657422},{"$f":"VLOOKUP($B96,'IEA EFs - Grid'!$A$5:$BD$174,BH$11,FALSE)","v":1.0513020654768335},{"$f":"VLOOKUP($B96,'IEA EFs - Grid'!$A$5:$BD$174,BI$11,FALSE)","v":1.0355366538001258},{"$f":"VLOOKUP($B96,'IEA EFs - Grid'!$A$5:$BD$174,BJ$11,FALSE)","v":1.0197712421234182},{"$f":"VLOOKUP($B96,'IEA EFs - Grid'!$A$5:$BD$174,BK$11,FALSE)","v":1.0040058304467105},{"$f":"VLOOKUP($B96,'IEA EFs - Grid'!$A$5:$BD$174,BL$11,FALSE)","v":0.98824041877000302},{"$f":"VLOOKUP($B96,'IEA EFs - Grid'!$A$5:$BD$174,BM$11,FALSE)","v":0.97247500709329548},{"$f":"VLOOKUP($B96,'IEA EFs - Grid'!$A$5:$BD$174,BN$11,FALSE)","v":0.95622033310401477},{"$f":"VLOOKUP($B96,'IEA EFs - Grid'!$A$5:$BD$174,BO$11,FALSE)","v":0.93996565911473406},{"$f":"VLOOKUP($B96,'IEA EFs - Grid'!$A$5:$BD$174,BP$11,FALSE)","v":0.92371098512545335},{"$f":"VLOOKUP($B96,'IEA EFs - Grid'!$A$5:$BD$174,BQ$11,FALSE)","v":0.90745631113617264},{"$f":"VLOOKUP($B96,'IEA EFs - Grid'!$A$5:$BD$174,BR$11,FALSE)","v":0.89120163714689193},{"$f":"VLOOKUP($B96,'IEA EFs - Grid'!$A$5:$BD$174,BS$11,FALSE)","v":0.88105132850846313},{"$f":"VLOOKUP($B96,'IEA EFs - Grid'!$A$5:$BD$174,BT$11,FALSE)","v":0.87090101987003432},{"$f":"VLOOKUP($B96,'IEA EFs - Grid'!$A$5:$BD$174,BU$11,FALSE)","v":0.8607507112316054},{"$f":"VLOOKUP($B96,'IEA EFs - Grid'!$A$5:$BD$174,BV$11,FALSE)","v":0.85060040259317671},{"$f":"VLOOKUP($B96,'IEA EFs - Grid'!$A$5:$BD$174,BW$11,FALSE)","v":0.8404500939547479},{"$f":"VLOOKUP($B96,'IEA EFs - Grid'!$A$5:$BD$174,BX$11,FALSE)","v":0.83173536145430449},{"$f":"VLOOKUP($B96,'IEA EFs - Grid'!$A$5:$BD$174,BY$11,FALSE)","v":0.82302062895386108},{"$f":"VLOOKUP($B96,'IEA EFs - Grid'!$A$5:$BD$174,BZ$11,FALSE)","v":0.81430589645341755},{"$f":"VLOOKUP($B96,'IEA EFs - Grid'!$A$5:$BD$174,CA$11,FALSE)","v":0.80559116395297414},{"$f":"VLOOKUP($B96,'IEA EFs - Grid'!$A$5:$BD$174,CB$11,FALSE)","v":0.79687643145253073},{"$f":"CB96","v":0.79687643145253073},0.79687643145253073,0.79687643145253073,0.79687643145253073,0.79687643145253073,0.79687643145253073,0.79687643145253073,0.79687643145253073,0.79687643145253073,0.79687643145253073,0.79687643145253073,0.79687643145253073,0.79687643145253073,0.79687643145253073,0.79687643145253073,0.79687643145253073,0.79687643145253073,0.79687643145253073,0.79687643145253073,0.79687643145253073,0.79687643145253073,0.79687643145253073,0.79687643145253073,0.79687643145253073,0.79687643145253073,0.79687643145253073,0.79687643145253073,0.79687643145253073,0.79687643145253073,0.79687643145253073]
["Namibia","Namibia",26.995699999999999,1402.5333000000001,1110.3333,{"$f":"$F$108","v":456.774},null,510,511,512,513,514,515,516,517,518,519,520,521,522,523,524,525,526,527,528,529,530,531,532,533,534,535,536,537,538,539,540,541,542,543,544,545,546,547,548,549,550,null,{"$f":"VLOOKUP($B97,'IEA EFs - Grid'!$A$5:$BD$174,AX$11,FALSE)","v":58.975499999999997},{"$f":"VLOOKUP($B97,'IEA EFs - Grid'!$A$5:$BD$174,AY$11,FALSE)","v":23.783899999999999},{"$f":"VLOOKUP($B97,'IEA EFs - Grid'!$A$5:$BD$174,AZ$11,FALSE)","v":26.995699999999999},{"$f":"VLOOKUP($B97,'IEA EFs - Grid'!$A$5:$BD$174,BA$11,FALSE)","v":26.814685260113126},{"$f":"VLOOKUP($B97,'IEA EFs - Grid'!$A$5:$BD$174,BB$11,FALSE)","v":26.633670520226261},{"$f":"VLOOKUP($B97,'IEA EFs - Grid'!$A$5:$BD$174,BC$11,FALSE)","v":26.452655780339391},{"$f":"VLOOKUP($B97,'IEA EFs - Grid'!$A$5:$BD$174,BD$11,FALSE)","v":25.963450147701213},{"$f":"VLOOKUP($B97,'IEA EFs - Grid'!$A$5:$BD$174,BE$11,FALSE)","v":25.474244515063038},{"$f":"VLOOKUP($B97,'IEA EFs - Grid'!$A$5:$BD$174,BF$11,FALSE)","v":24.985038882424856},{"$f":"VLOOKUP($B97,'IEA EFs - Grid'!$A$5:$BD$174,BG$11,FALSE)","v":24.495833249786678},{"$f":"VLOOKUP($B97,'IEA EFs - Grid'!$A$5:$BD$174,BH$11,FALSE)","v":24.006627617148499},{"$f":"VLOOKUP($B97,'IEA EFs - Grid'!$A$5:$BD$174,BI$11,FALSE)","v":23.646622267799071},{"$f":"VLOOKUP($B97,'IEA EFs - Grid'!$A$5:$BD$174,BJ$11,FALSE)","v":23.286616918449642},{"$f":"VLOOKUP($B97,'IEA EFs - Grid'!$A$5:$BD$174,BK$11,FALSE)","v":22.92661156910021},{"$f":"VLOOKUP($B97,'IEA EFs - Grid'!$A$5:$BD$174,BL$11,FALSE)","v":22.566606219750781},{"$f":"VLOOKUP($B97,'IEA EFs - Grid'!$A$5:$BD$174,BM$11,FALSE)","v":22.206600870401353},{"$f":"VLOOKUP($B97,'IEA EFs - Grid'!$A$5:$BD$174,BN$11,FALSE)","v":21.835423148685546},{"$f":"VLOOKUP($B97,'IEA EFs - Grid'!$A$5:$BD$174,BO$11,FALSE)","v":21.46424542696974},{"$f":"VLOOKUP($B97,'IEA EFs - Grid'!$A$5:$BD$174,BP$11,FALSE)","v":21.093067705253933},{"$f":"VLOOKUP($B97,'IEA EFs - Grid'!$A$5:$BD$174,BQ$11,FALSE)","v":20.721889983538127},{"$f":"VLOOKUP($B97,'IEA EFs - Grid'!$A$5:$BD$174,BR$11,FALSE)","v":20.35071226182232},{"$f":"VLOOKUP($B97,'IEA EFs - Grid'!$A$5:$BD$174,BS$11,FALSE)","v":20.118928564554146},{"$f":"VLOOKUP($B97,'IEA EFs - Grid'!$A$5:$BD$174,BT$11,FALSE)","v":19.887144867285976},{"$f":"VLOOKUP($B97,'IEA EFs - Grid'!$A$5:$BD$174,BU$11,FALSE)","v":19.655361170017802},{"$f":"VLOOKUP($B97,'IEA EFs - Grid'!$A$5:$BD$174,BV$11,FALSE)","v":19.423577472749631},{"$f":"VLOOKUP($B97,'IEA EFs - Grid'!$A$5:$BD$174,BW$11,FALSE)","v":19.191793775481457},{"$f":"VLOOKUP($B97,'IEA EFs - Grid'!$A$5:$BD$174,BX$11,FALSE)","v":18.992791657259311},{"$f":"VLOOKUP($B97,'IEA EFs - Grid'!$A$5:$BD$174,BY$11,FALSE)","v":18.793789539037167},{"$f":"VLOOKUP($B97,'IEA EFs - Grid'!$A$5:$BD$174,BZ$11,FALSE)","v":18.59478742081502},{"$f":"VLOOKUP($B97,'IEA EFs - Grid'!$A$5:$BD$174,CA$11,FALSE)","v":18.395785302592873},{"$f":"VLOOKUP($B97,'IEA EFs - Grid'!$A$5:$BD$174,CB$11,FALSE)","v":18.19678318437073},{"$f":"CB97","v":18.19678318437073},18.19678318437073,18.19678318437073,18.19678318437073,18.19678318437073,18.19678318437073,18.19678318437073,18.19678318437073,18.19678318437073,18.19678318437073,18.19678318437073,18.19678318437073,18.19678318437073,18.19678318437073,18.19678318437073,18.19678318437073,18.19678318437073,18.19678318437073,18.19678318437073,18.19678318437073,18.19678318437073,18.19678318437073,18.19678318437073,18.19678318437073,18.19678318437073,18.19678318437073,18.19678318437073,18.19678318437073,18.19678318437073,18.19678318437073]
["Nigeria","Nigeria",403.22390000000001,{"$f":"$D$108","v":974.53949999999998},{"$f":"$E$108","v":833.97270000000003},502.23219999999998,null,510,511,512,513,514,515,516,517,518,519,520,521,522,523,524,525,526,527,528,529,530,531,532,533,534,535,536,537,538,539,540,541,542,543,544,545,546,547,548,549,550,null,{"$f":"VLOOKUP($B98,'IEA EFs - Grid'!$A$5:$BD$174,AX$11,FALSE)","v":379.67840000000001},{"$f":"VLOOKUP($B98,'IEA EFs - Grid'!$A$5:$BD$174,AY$11,FALSE)","v":392.93900000000002},{"$f":"VLOOKUP($B98,'IEA EFs - Grid'!$A$5:$BD$174,AZ$11,FALSE)","v":403.22390000000001},{"$f":"VLOOKUP($B98,'IEA EFs - Grid'!$A$5:$BD$174,BA$11,FALSE)","v":400.52015572314593},{"$f":"VLOOKUP($B98,'IEA EFs - Grid'!$A$5:$BD$174,BB$11,FALSE)","v":397.81641144629191},{"$f":"VLOOKUP($B98,'IEA EFs - Grid'!$A$5:$BD$174,BC$11,FALSE)","v":395.11266716943788},{"$f":"VLOOKUP($B98,'IEA EFs - Grid'!$A$5:$BD$174,BD$11,FALSE)","v":387.80559963296599},{"$f":"VLOOKUP($B98,'IEA EFs - Grid'!$A$5:$BD$174,BE$11,FALSE)","v":380.49853209649416},{"$f":"VLOOKUP($B98,'IEA EFs - Grid'!$A$5:$BD$174,BF$11,FALSE)","v":373.19146456002221},{"$f":"VLOOKUP($B98,'IEA EFs - Grid'!$A$5:$BD$174,BG$11,FALSE)","v":365.88439702355032},{"$f":"VLOOKUP($B98,'IEA EFs - Grid'!$A$5:$BD$174,BH$11,FALSE)","v":358.57732948707843},{"$f":"VLOOKUP($B98,'IEA EFs - Grid'!$A$5:$BD$174,BI$11,FALSE)","v":353.20007455442101},{"$f":"VLOOKUP($B98,'IEA EFs - Grid'!$A$5:$BD$174,BJ$11,FALSE)","v":347.82281962176364},{"$f":"VLOOKUP($B98,'IEA EFs - Grid'!$A$5:$BD$174,BK$11,FALSE)","v":342.44556468910622},{"$f":"VLOOKUP($B98,'IEA EFs - Grid'!$A$5:$BD$174,BL$11,FALSE)","v":337.06830975644885},{"$f":"VLOOKUP($B98,'IEA EFs - Grid'!$A$5:$BD$174,BM$11,FALSE)","v":331.69105482379149},{"$f":"VLOOKUP($B98,'IEA EFs - Grid'!$A$5:$BD$174,BN$11,FALSE)","v":326.14692266410083},{"$f":"VLOOKUP($B98,'IEA EFs - Grid'!$A$5:$BD$174,BO$11,FALSE)","v":320.60279050441017},{"$f":"VLOOKUP($B98,'IEA EFs - Grid'!$A$5:$BD$174,BP$11,FALSE)","v":315.0586583447195},{"$f":"VLOOKUP($B98,'IEA EFs - Grid'!$A$5:$BD$174,BQ$11,FALSE)","v":309.51452618502884},{"$f":"VLOOKUP($B98,'IEA EFs - Grid'!$A$5:$BD$174,BR$11,FALSE)","v":303.97039402533812},{"$f":"VLOOKUP($B98,'IEA EFs - Grid'!$A$5:$BD$174,BS$11,FALSE)","v":300.50833427623394},{"$f":"VLOOKUP($B98,'IEA EFs - Grid'!$A$5:$BD$174,BT$11,FALSE)","v":297.04627452712975},{"$f":"VLOOKUP($B98,'IEA EFs - Grid'!$A$5:$BD$174,BU$11,FALSE)","v":293.58421477802557},{"$f":"VLOOKUP($B98,'IEA EFs - Grid'!$A$5:$BD$174,BV$11,FALSE)","v":290.12215502892144},{"$f":"VLOOKUP($B98,'IEA EFs - Grid'!$A$5:$BD$174,BW$11,FALSE)","v":286.66009527981726},{"$f":"VLOOKUP($B98,'IEA EFs - Grid'!$A$5:$BD$174,BX$11,FALSE)","v":283.68768077610758},{"$f":"VLOOKUP($B98,'IEA EFs - Grid'!$A$5:$BD$174,BY$11,FALSE)","v":280.71526627239797},{"$f":"VLOOKUP($B98,'IEA EFs - Grid'!$A$5:$BD$174,BZ$11,FALSE)","v":277.7428517686883},{"$f":"VLOOKUP($B98,'IEA EFs - Grid'!$A$5:$BD$174,CA$11,FALSE)","v":274.77043726497863},{"$f":"VLOOKUP($B98,'IEA EFs - Grid'!$A$5:$BD$174,CB$11,FALSE)","v":271.79802276126901},{"$f":"CB98","v":271.79802276126901},271.79802276126901,271.79802276126901,271.79802276126901,271.79802276126901,271.79802276126901,271.79802276126901,271.79802276126901,271.79802276126901,271.79802276126901,271.79802276126901,271.79802276126901,271.79802276126901,271.79802276126901,271.79802276126901,271.79802276126901,271.79802276126901,271.79802276126901,271.79802276126901,271.79802276126901,271.79802276126901,271.79802276126901,271.79802276126901,271.79802276126901,271.79802276126901,271.79802276126901,271.79802276126901,271.79802276126901,271.79802276126901,271.79802276126901]
["Senegal","Senegal",601.72170000000006,{"$f":"$D$108","v":974.53949999999998},709.80399999999997,368.42140000000001,null,510,511,512,513,514,515,516,517,518,519,520,521,522,523,524,525,526,527,528,529,530,531,532,533,534,535,536,537,538,539,540,541,542,543,544,545,546,547,548,549,550,null,{"$f":"VLOOKUP($B99,'IEA EFs - Grid'!$A$5:$BD$174,AX$11,FALSE)","v":672.06759999999997},{"$f":"VLOOKUP($B99,'IEA EFs - Grid'!$A$5:$BD$174,AY$11,FALSE)","v":619.36310000000003},{"$f":"VLOOKUP($B99,'IEA EFs - Grid'!$A$5:$BD$174,AZ$11,FALSE)","v":601.72170000000006},{"$f":"VLOOKUP($B99,'IEA EFs - Grid'!$A$5:$BD$174,BA$11,FALSE)","v":597.68696494924063},{"$f":"VLOOKUP($B99,'IEA EFs - Grid'!$A$5:$BD$174,BB$11,FALSE)","v":593.65222989848132},{"$f":"VLOOKUP($B99,'IEA EFs - Grid'!$A$5:$BD$174,BC$11,FALSE)","v":589.6174948477219},{"$f":"VLOOKUP($B99,'IEA EFs - Grid'!$A$5:$BD$174,BD$11,FALSE)","v":578.71332696466573},{"$f":"VLOOKUP($B99,'IEA EFs - Grid'!$A$5:$BD$174,BE$11,FALSE)","v":567.80915908160955},{"$f":"VLOOKUP($B99,'IEA EFs - Grid'!$A$5:$BD$174,BF$11,FALSE)","v":556.90499119855326},{"$f":"VLOOKUP($B99,'IEA EFs - Grid'!$A$5:$BD$174,BG$11,FALSE)","v":546.00082331549709},{"$f":"VLOOKUP($B99,'IEA EFs - Grid'!$A$5:$BD$174,BH$11,FALSE)","v":535.09665543244091},{"$f":"VLOOKUP($B99,'IEA EFs - Grid'!$A$5:$BD$174,BI$11,FALSE)","v":527.0723022643574},{"$f":"VLOOKUP($B99,'IEA EFs - Grid'!$A$5:$BD$174,BJ$11,FALSE)","v":519.0479490962739},{"$f":"VLOOKUP($B99,'IEA EFs - Grid'!$A$5:$BD$174,BK$11,FALSE)","v":511.02359592819033},{"$f":"VLOOKUP($B99,'IEA EFs - Grid'!$A$5:$BD$174,BL$11,FALSE)","v":502.99924276010682},{"$f":"VLOOKUP($B99,'IEA EFs - Grid'!$A$5:$BD$174,BM$11,FALSE)","v":494.97488959202332},{"$f":"VLOOKUP($B99,'IEA EFs - Grid'!$A$5:$BD$174,BN$11,FALSE)","v":486.70150939766046},{"$f":"VLOOKUP($B99,'IEA EFs - Grid'!$A$5:$BD$174,BO$11,FALSE)","v":478.4281292032976},{"$f":"VLOOKUP($B99,'IEA EFs - Grid'!$A$5:$BD$174,BP$11,FALSE)","v":470.15474900893474},{"$f":"VLOOKUP($B99,'IEA EFs - Grid'!$A$5:$BD$174,BQ$11,FALSE)","v":461.88136881457189},{"$f":"VLOOKUP($B99,'IEA EFs - Grid'!$A$5:$BD$174,BR$11,FALSE)","v":453.60798862020903},{"$f":"VLOOKUP($B99,'IEA EFs - Grid'!$A$5:$BD$174,BS$11,FALSE)","v":448.44163692892153},{"$f":"VLOOKUP($B99,'IEA EFs - Grid'!$A$5:$BD$174,BT$11,FALSE)","v":443.27528523763402},{"$f":"VLOOKUP($B99,'IEA EFs - Grid'!$A$5:$BD$174,BU$11,FALSE)","v":438.10893354634646},{"$f":"VLOOKUP($B99,'IEA EFs - Grid'!$A$5:$BD$174,BV$11,FALSE)","v":432.94258185505902},{"$f":"VLOOKUP($B99,'IEA EFs - Grid'!$A$5:$BD$174,BW$11,FALSE)","v":427.77623016377152},{"$f":"VLOOKUP($B99,'IEA EFs - Grid'!$A$5:$BD$174,BX$11,FALSE)","v":423.34056474741891},{"$f":"VLOOKUP($B99,'IEA EFs - Grid'!$A$5:$BD$174,BY$11,FALSE)","v":418.9048993310663},{"$f":"VLOOKUP($B99,'IEA EFs - Grid'!$A$5:$BD$174,BZ$11,FALSE)","v":414.46923391471364},{"$f":"VLOOKUP($B99,'IEA EFs - Grid'!$A$5:$BD$174,CA$11,FALSE)","v":410.03356849836103},{"$f":"VLOOKUP($B99,'IEA EFs - Grid'!$A$5:$BD$174,CB$11,FALSE)","v":405.59790308200843},{"$f":"CB99","v":405.59790308200843},405.59790308200843,405.59790308200843,405.59790308200843,405.59790308200843,405.59790308200843,405.59790308200843,405.59790308200843,405.59790308200843,405.59790308200843,405.59790308200843,405.59790308200843,405.59790308200843,405.59790308200843,405.59790308200843,405.59790308200843,405.59790308200843,405.59790308200843,405.59790308200843,405.59790308200843,405.59790308200843,405.59790308200843,405.59790308200843,405.59790308200843,405.59790308200843,405.59790308200843,405.59790308200843,405.59790308200843,405.59790308200843,405.59790308200843]
["South Africa","South Africa",913.52679999999998,972.85919999999999,762.36080000000004,{"$f":"$F$108","v":456.774},null,510,511,512,513,514,515,516,517,518,519,520,521,522,523,524,525,526,527,528,529,530,531,532,533,534,535,536,537,538,539,540,541,542,543,544,545,546,547,548,549,550,null,{"$f":"VLOOKUP($B100,'IEA EFs - Grid'!$A$5:$BD$174,AX$11,FALSE)","v":926.53679999999997},{"$f":"VLOOKUP($B100,'IEA EFs - Grid'!$A$5:$BD$174,AY$11,FALSE)","v":869.45600000000002},{"$f":"VLOOKUP($B100,'IEA EFs - Grid'!$A$5:$BD$174,AZ$11,FALSE)","v":913.52679999999998},{"$f":"VLOOKUP($B100,'IEA EFs - Grid'!$A$5:$BD$174,BA$11,FALSE)","v":907.40131275270926},{"$f":"VLOOKUP($B100,'IEA EFs - Grid'!$A$5:$BD$174,BB$11,FALSE)","v":901.27582550541877},{"$f":"VLOOKUP($B100,'IEA EFs - Grid'!$A$5:$BD$174,BC$11,FALSE)","v":895.15033825812816},{"$f":"VLOOKUP($B100,'IEA EFs - Grid'!$A$5:$BD$174,BD$11,FALSE)","v":878.59575896861429},{"$f":"VLOOKUP($B100,'IEA EFs - Grid'!$A$5:$BD$174,BE$11,FALSE)","v":862.04117967910042},{"$f":"VLOOKUP($B100,'IEA EFs - Grid'!$A$5:$BD$174,BF$11,FALSE)","v":845.48660038958633},{"$f":"VLOOKUP($B100,'IEA EFs - Grid'!$A$5:$BD$174,BG$11,FALSE)","v":828.93202110007235},{"$f":"VLOOKUP($B100,'IEA EFs - Grid'!$A$5:$BD$174,BH$11,FALSE)","v":812.37744181055848},{"$f":"VLOOKUP($B100,'IEA EFs - Grid'!$A$5:$BD$174,BI$11,FALSE)","v":800.19496331309165},{"$f":"VLOOKUP($B100,'IEA EFs - Grid'!$A$5:$BD$174,BJ$11,FALSE)","v":788.01248481562482},{"$f":"VLOOKUP($B100,'IEA EFs - Grid'!$A$5:$BD$174,BK$11,FALSE)","v":775.83000631815787},{"$f":"VLOOKUP($B100,'IEA EFs - Grid'!$A$5:$BD$174,BL$11,FALSE)","v":763.64752782069104},{"$f":"VLOOKUP($B100,'IEA EFs - Grid'!$A$5:$BD$174,BM$11,FALSE)","v":751.46504932322421},{"$f":"VLOOKUP($B100,'IEA EFs - Grid'!$A$5:$BD$174,BN$11,FALSE)","v":738.90450092661547},{"$f":"VLOOKUP($B100,'IEA EFs - Grid'!$A$5:$BD$174,BO$11,FALSE)","v":726.34395253000673},{"$f":"VLOOKUP($B100,'IEA EFs - Grid'!$A$5:$BD$174,BP$11,FALSE)","v":713.78340413339799},{"$f":"VLOOKUP($B100,'IEA EFs - Grid'!$A$5:$BD$174,BQ$11,FALSE)","v":701.22285573678926},{"$f":"VLOOKUP($B100,'IEA EFs - Grid'!$A$5:$BD$174,BR$11,FALSE)","v":688.66230734018052},{"$f":"VLOOKUP($B100,'IEA EFs - Grid'!$A$5:$BD$174,BS$11,FALSE)","v":680.81881303339969},{"$f":"VLOOKUP($B100,'IEA EFs - Grid'!$A$5:$BD$174,BT$11,FALSE)","v":672.97531872661898},{"$f":"VLOOKUP($B100,'IEA EFs - Grid'!$A$5:$BD$174,BU$11,FALSE)","v":665.13182441983815},{"$f":"VLOOKUP($B100,'IEA EFs - Grid'!$A$5:$BD$174,BV$11,FALSE)","v":657.28833011305744},{"$f":"VLOOKUP($B100,'IEA EFs - Grid'!$A$5:$BD$174,BW$11,FALSE)","v":649.44483580627661},{"$f":"VLOOKUP($B100,'IEA EFs - Grid'!$A$5:$BD$174,BX$11,FALSE)","v":642.71066079867546},{"$f":"VLOOKUP($B100,'IEA EFs - Grid'!$A$5:$BD$174,BY$11,FALSE)","v":635.97648579107431},{"$f":"VLOOKUP($B100,'IEA EFs - Grid'!$A$5:$BD$174,BZ$11,FALSE)","v":629.24231078347304},{"$f":"VLOOKUP($B100,'IEA EFs - Grid'!$A$5:$BD$174,CA$11,FALSE)","v":622.50813577587189},{"$f":"VLOOKUP($B100,'IEA EFs - Grid'!$A$5:$BD$174,CB$11,FALSE)","v":615.77396076827074},{"$f":"CB100","v":615.77396076827074},615.77396076827074,615.77396076827074,615.77396076827074,615.77396076827074,615.77396076827074,615.77396076827074,615.77396076827074,615.77396076827074,615.77396076827074,615.77396076827074,615.77396076827074,615.77396076827074,615.77396076827074,615.77396076827074,615.77396076827074,615.77396076827074,615.77396076827074,615.77396076827074,615.77396076827074,615.77396076827074,615.77396076827074,615.77396076827074,615.77396076827074,615.77396076827074,615.77396076827074,615.77396076827074,615.77396076827074,615.77396076827074,615.77396076827074]
["Sudan","Sudan",201.9572,{"$f":"$D$108","v":974.53949999999998},676.48850000000004,{"$f":"$F$108","v":456.774},null,510,511,512,513,514,515,516,517,518,519,520,521,522,523,524,525,526,527,528,529,530,531,532,533,534,535,536,537,538,539,540,541,542,543,544,545,546,547,548,549,550,null,{"$f":"VLOOKUP($B101,'IEA EFs - Grid'!$A$5:$BD$174,AX$11,FALSE)","v":143.4881},{"$f":"VLOOKUP($B101,'IEA EFs - Grid'!$A$5:$BD$174,AY$11,FALSE)","v":194.43950000000001},{"$f":"VLOOKUP($B101,'IEA EFs - Grid'!$A$5:$BD$174,AZ$11,FALSE)","v":201.9572},{"$f":"VLOOKUP($B101,'IEA EFs - Grid'!$A$5:$BD$174,BA$11,FALSE)","v":200.60301285070287},{"$f":"VLOOKUP($B101,'IEA EFs - Grid'!$A$5:$BD$174,BB$11,FALSE)","v":199.24882570140576},{"$f":"VLOOKUP($B101,'IEA EFs - Grid'!$A$5:$BD$174,BC$11,FALSE)","v":197.89463855210863},{"$f":"VLOOKUP($B101,'IEA EFs - Grid'!$A$5:$BD$174,BD$11,FALSE)","v":194.23484829692595},{"$f":"VLOOKUP($B101,'IEA EFs - Grid'!$A$5:$BD$174,BE$11,FALSE)","v":190.57505804174329},{"$f":"VLOOKUP($B101,'IEA EFs - Grid'!$A$5:$BD$174,BF$11,FALSE)","v":186.91526778656058},{"$f":"VLOOKUP($B101,'IEA EFs - Grid'!$A$5:$BD$174,BG$11,FALSE)","v":183.25547753137789},{"$f":"VLOOKUP($B101,'IEA EFs - Grid'!$A$5:$BD$174,BH$11,FALSE)","v":179.59568727619521},{"$f":"VLOOKUP($B101,'IEA EFs - Grid'!$A$5:$BD$174,BI$11,FALSE)","v":176.90245567487972},{"$f":"VLOOKUP($B101,'IEA EFs - Grid'!$A$5:$BD$174,BJ$11,FALSE)","v":174.20922407356423},{"$f":"VLOOKUP($B101,'IEA EFs - Grid'!$A$5:$BD$174,BK$11,FALSE)","v":171.51599247224871},{"$f":"VLOOKUP($B101,'IEA EFs - Grid'!$A$5:$BD$174,BL$11,FALSE)","v":168.82276087093322},{"$f":"VLOOKUP($B101,'IEA EFs - Grid'!$A$5:$BD$174,BM$11,FALSE)","v":166.12952926961773},{"$f":"VLOOKUP($B101,'IEA EFs - Grid'!$A$5:$BD$174,BN$11,FALSE)","v":163.35271617049071},{"$f":"VLOOKUP($B101,'IEA EFs - Grid'!$A$5:$BD$174,BO$11,FALSE)","v":160.57590307136368},{"$f":"VLOOKUP($B101,'IEA EFs - Grid'!$A$5:$BD$174,BP$11,FALSE)","v":157.79908997223666},{"$f":"VLOOKUP($B101,'IEA EFs - Grid'!$A$5:$BD$174,BQ$11,FALSE)","v":155.02227687310963},{"$f":"VLOOKUP($B101,'IEA EFs - Grid'!$A$5:$BD$174,BR$11,FALSE)","v":152.24546377398261},{"$f":"VLOOKUP($B101,'IEA EFs - Grid'!$A$5:$BD$174,BS$11,FALSE)","v":150.51146960061692},{"$f":"VLOOKUP($B101,'IEA EFs - Grid'!$A$5:$BD$174,BT$11,FALSE)","v":148.77747542725126},{"$f":"VLOOKUP($B101,'IEA EFs - Grid'!$A$5:$BD$174,BU$11,FALSE)","v":147.04348125388557},{"$f":"VLOOKUP($B101,'IEA EFs - Grid'!$A$5:$BD$174,BV$11,FALSE)","v":145.30948708051992},{"$f":"VLOOKUP($B101,'IEA EFs - Grid'!$A$5:$BD$174,BW$11,FALSE)","v":143.57549290715423},{"$f":"VLOOKUP($B101,'IEA EFs - Grid'!$A$5:$BD$174,BX$11,FALSE)","v":142.08674060252002},{"$f":"VLOOKUP($B101,'IEA EFs - Grid'!$A$5:$BD$174,BY$11,FALSE)","v":140.59798829788585},{"$f":"VLOOKUP($B101,'IEA EFs - Grid'!$A$5:$BD$174,BZ$11,FALSE)","v":139.10923599325164},{"$f":"VLOOKUP($B101,'IEA EFs - Grid'!$A$5:$BD$174,CA$11,FALSE)","v":137.62048368861744},{"$f":"VLOOKUP($B101,'IEA EFs - Grid'!$A$5:$BD$174,CB$11,FALSE)","v":136.13173138398324},{"$f":"CB101","v":136.13173138398324},136.13173138398324,136.13173138398324,136.13173138398324,136.13173138398324,136.13173138398324,136.13173138398324,136.13173138398324,136.13173138398324,136.13173138398324,136.13173138398324,136.13173138398324,136.13173138398324,136.13173138398324,136.13173138398324,136.13173138398324,136.13173138398324,136.13173138398324,136.13173138398324,136.13173138398324,136.13173138398324,136.13173138398324,136.13173138398324,136.13173138398324,136.13173138398324,136.13173138398324,136.13173138398324,136.13173138398324,136.13173138398324,136.13173138398324]
["United Rep. of Tanzania","Tanzania",486.80590000000001,{"$f":"$D$108","v":974.53949999999998},1051.8036,542.39390000000003,null,510,511,512,513,514,515,516,517,518,519,520,521,522,523,524,525,526,527,528,529,530,531,532,533,534,535,536,537,538,539,540,541,542,543,544,545,546,547,548,549,550,null,{"$f":"VLOOKUP($B102,'IEA EFs - Grid'!$A$5:$BD$174,AX$11,FALSE)","v":282.03910000000002},{"$f":"VLOOKUP($B102,'IEA EFs - Grid'!$A$5:$BD$174,AY$11,FALSE)","v":436.57569999999998},{"$f":"VLOOKUP($B102,'IEA EFs - Grid'!$A$5:$BD$174,AZ$11,FALSE)","v":486.80590000000001},{"$f":"VLOOKUP($B102,'IEA EFs - Grid'!$A$5:$BD$174,BA$11,FALSE)","v":483.5417118750803},{"$f":"VLOOKUP($B102,'IEA EFs - Grid'!$A$5:$BD$174,BB$11,FALSE)","v":480.2775237501607},{"$f":"VLOOKUP($B102,'IEA EFs - Grid'!$A$5:$BD$174,BC$11,FALSE)","v":477.01333562524104},{"$f":"VLOOKUP($B102,'IEA EFs - Grid'!$A$5:$BD$174,BD$11,FALSE)","v":468.19162741684124},{"$f":"VLOOKUP($B102,'IEA EFs - Grid'!$A$5:$BD$174,BE$11,FALSE)","v":459.3699192084415},{"$f":"VLOOKUP($B102,'IEA EFs - Grid'!$A$5:$BD$174,BF$11,FALSE)","v":450.54821100004165},{"$f":"VLOOKUP($B102,'IEA EFs - Grid'!$A$5:$BD$174,BG$11,FALSE)","v":441.72650279164185},{"$f":"VLOOKUP($B102,'IEA EFs - Grid'!$A$5:$BD$174,BH$11,FALSE)","v":432.90479458324205},{"$f":"VLOOKUP($B102,'IEA EFs - Grid'!$A$5:$BD$174,BI$11,FALSE)","v":426.41291891063997},{"$f":"VLOOKUP($B102,'IEA EFs - Grid'!$A$5:$BD$174,BJ$11,FALSE)","v":419.92104323803795},{"$f":"VLOOKUP($B102,'IEA EFs - Grid'!$A$5:$BD$174,BK$11,FALSE)","v":413.42916756543588},{"$f":"VLOOKUP($B102,'IEA EFs - Grid'!$A$5:$BD$174,BL$11,FALSE)","v":406.93729189283385},{"$f":"VLOOKUP($B102,'IEA EFs - Grid'!$A$5:$BD$174,BM$11,FALSE)","v":400.44541622023183},{"$f":"VLOOKUP($B102,'IEA EFs - Grid'!$A$5:$BD$174,BN$11,FALSE)","v":393.75207228472317},{"$f":"VLOOKUP($B102,'IEA EFs - Grid'!$A$5:$BD$174,BO$11,FALSE)","v":387.05872834921445},{"$f":"VLOOKUP($B102,'IEA EFs - Grid'!$A$5:$BD$174,BP$11,FALSE)","v":380.36538441370573},{"$f":"VLOOKUP($B102,'IEA EFs - Grid'!$A$5:$BD$174,BQ$11,FALSE)","v":373.672040478197},{"$f":"VLOOKUP($B102,'IEA EFs - Grid'!$A$5:$BD$174,BR$11,FALSE)","v":366.97869654268828},{"$f":"VLOOKUP($B102,'IEA EFs - Grid'!$A$5:$BD$174,BS$11,FALSE)","v":362.79900602331077},{"$f":"VLOOKUP($B102,'IEA EFs - Grid'!$A$5:$BD$174,BT$11,FALSE)","v":358.61931550393325},{"$f":"VLOOKUP($B102,'IEA EFs - Grid'!$A$5:$BD$174,BU$11,FALSE)","v":354.43962498455568},{"$f":"VLOOKUP($B102,'IEA EFs - Grid'!$A$5:$BD$174,BV$11,FALSE)","v":350.25993446517816},{"$f":"VLOOKUP($B102,'IEA EFs - Grid'!$A$5:$BD$174,BW$11,FALSE)","v":346.08024394580065},{"$f":"VLOOKUP($B102,'IEA EFs - Grid'!$A$5:$BD$174,BX$11,FALSE)","v":342.49169446336316},{"$f":"VLOOKUP($B102,'IEA EFs - Grid'!$A$5:$BD$174,BY$11,FALSE)","v":338.90314498092567},{"$f":"VLOOKUP($B102,'IEA EFs - Grid'!$A$5:$BD$174,BZ$11,FALSE)","v":335.31459549848813},{"$f":"VLOOKUP($B102,'IEA EFs - Grid'!$A$5:$BD$174,CA$11,FALSE)","v":331.72604601605065},{"$f":"VLOOKUP($B102,'IEA EFs - Grid'!$A$5:$BD$174,CB$11,FALSE)","v":328.13749653361316},{"$f":"CB102","v":328.13749653361316},328.13749653361316,328.13749653361316,328.13749653361316,328.13749653361316,328.13749653361316,328.13749653361316,328.13749653361316,328.13749653361316,328.13749653361316,328.13749653361316,328.13749653361316,328.13749653361316,328.13749653361316,328.13749653361316,328.13749653361316,328.13749653361316,328.13749653361316,328.13749653361316,328.13749653361316,328.13749653361316,328.13749653361316,328.13749653361316,328.13749653361316,328.13749653361316,328.13749653361316,328.13749653361316,328.13749653361316,328.13749653361316,328.13749653361316]
["Togo","Togo",171.28829999999999,{"$f":"$D$108","v":974.53949999999998},1118.4118000000001,{"$f":"$F$108","v":456.774},null,510,511,512,513,514,515,516,517,518,519,520,521,522,523,524,525,526,527,528,529,530,{"$f":"MOD(AC102,100)+500","v":531},532,533,534,535,536,537,538,539,540,541,{"$f":"MOD(AN102,100)+500","v":542},543,544,545,546,547,548,549,550,null,{"$f":"VLOOKUP($B103,'IEA EFs - Grid'!$A$5:$BD$174,AX$11,FALSE)","v":371.58659999999998},{"$f":"VLOOKUP($B103,'IEA EFs - Grid'!$A$5:$BD$174,AY$11,FALSE)","v":123.85939999999999},{"$f":"VLOOKUP($B103,'IEA EFs - Grid'!$A$5:$BD$174,AZ$11,FALSE)","v":171.28829999999999},{"$f":"VLOOKUP($B103,'IEA EFs - Grid'!$A$5:$BD$174,BA$11,FALSE)","v":170.13975756286501},{"$f":"VLOOKUP($B103,'IEA EFs - Grid'!$A$5:$BD$174,BB$11,FALSE)","v":168.99121512573009},{"$f":"VLOOKUP($B103,'IEA EFs - Grid'!$A$5:$BD$174,BC$11,FALSE)","v":167.84267268859514},{"$f":"VLOOKUP($B103,'IEA EFs - Grid'!$A$5:$BD$174,BD$11,FALSE)","v":164.73865237554463},{"$f":"VLOOKUP($B103,'IEA EFs - Grid'!$A$5:$BD$174,BE$11,FALSE)","v":161.63463206249412},{"$f":"VLOOKUP($B103,'IEA EFs - Grid'!$A$5:$BD$174,BF$11,FALSE)","v":158.53061174944355},{"$f":"VLOOKUP($B103,'IEA EFs - Grid'!$A$5:$BD$174,BG$11,FALSE)","v":155.42659143639301},{"$f":"VLOOKUP($B103,'IEA EFs - Grid'!$A$5:$BD$174,BH$11,FALSE)","v":152.3225711233425},{"$f":"VLOOKUP($B103,'IEA EFs - Grid'!$A$5:$BD$174,BI$11,FALSE)","v":150.03832940036551},{"$f":"VLOOKUP($B103,'IEA EFs - Grid'!$A$5:$BD$174,BJ$11,FALSE)","v":147.75408767738853},{"$f":"VLOOKUP($B103,'IEA EFs - Grid'!$A$5:$BD$174,BK$11,FALSE)","v":145.46984595441154},{"$f":"VLOOKUP($B103,'IEA EFs - Grid'!$A$5:$BD$174,BL$11,FALSE)","v":143.18560423143455},{"$f":"VLOOKUP($B103,'IEA EFs - Grid'!$A$5:$BD$174,BM$11,FALSE)","v":140.90136250845757},{"$f":"VLOOKUP($B103,'IEA EFs - Grid'!$A$5:$BD$174,BN$11,FALSE)","v":138.5462318413301},{"$f":"VLOOKUP($B103,'IEA EFs - Grid'!$A$5:$BD$174,BO$11,FALSE)","v":136.19110117420263},{"$f":"VLOOKUP($B103,'IEA EFs - Grid'!$A$5:$BD$174,BP$11,FALSE)","v":133.83597050707513},{"$f":"VLOOKUP($B103,'IEA EFs - Grid'!$A$5:$BD$174,BQ$11,FALSE)","v":131.48083983994763},{"$f":"VLOOKUP($B103,'IEA EFs - Grid'!$A$5:$BD$174,BR$11,FALSE)","v":129.12570917282014},{"$f":"VLOOKUP($B103,'IEA EFs - Grid'!$A$5:$BD$174,BS$11,FALSE)","v":127.65503660375248},{"$f":"VLOOKUP($B103,'IEA EFs - Grid'!$A$5:$BD$174,BT$11,FALSE)","v":126.18436403468482},{"$f":"VLOOKUP($B103,'IEA EFs - Grid'!$A$5:$BD$174,BU$11,FALSE)","v":124.71369146561715},{"$f":"VLOOKUP($B103,'IEA EFs - Grid'!$A$5:$BD$174,BV$11,FALSE)","v":123.2430188965495},{"$f":"VLOOKUP($B103,'IEA EFs - Grid'!$A$5:$BD$174,BW$11,FALSE)","v":121.77234632748184},{"$f":"VLOOKUP($B103,'IEA EFs - Grid'!$A$5:$BD$174,BX$11,FALSE)","v":120.50967358602041},{"$f":"VLOOKUP($B103,'IEA EFs - Grid'!$A$5:$BD$174,BY$11,FALSE)","v":119.247000844559},{"$f":"VLOOKUP($B103,'IEA EFs - Grid'!$A$5:$BD$174,BZ$11,FALSE)","v":117.98432810309755},{"$f":"VLOOKUP($B103,'IEA EFs - Grid'!$A$5:$BD$174,CA$11,FALSE)","v":116.72165536163612},{"$f":"VLOOKUP($B103,'IEA EFs - Grid'!$A$5:$BD$174,CB$11,FALSE)","v":115.45898262017469},{"$f":"CB103","v":115.45898262017469},115.45898262017469,115.45898262017469,115.45898262017469,115.45898262017469,115.45898262017469,115.45898262017469,115.45898262017469,115.45898262017469,115.45898262017469,115.45898262017469,115.45898262017469,115.45898262017469,115.45898262017469,115.45898262017469,115.45898262017469,115.45898262017469,115.45898262017469,115.45898262017469,115.45898262017469,115.45898262017469,115.45898262017469,115.45898262017469,115.45898262017469,115.45898262017469,115.45898262017469,115.45898262017469,115.45898262017469,115.45898262017469,115.45898262017469]
["Tunisia","Tunisia",459.02890000000002,{"$f":"$D$108","v":974.53949999999998},{"$f":"$E$108","v":833.97270000000003},473.0899,null,510,511,512,513,514,515,516,517,518,519,520,521,522,523,524,525,526,527,528,529,530,{"$f":"MOD(AC103,100)+500","v":531},532,533,534,535,536,537,538,539,540,541,542,543,544,545,546,547,548,549,550,null,{"$f":"VLOOKUP($B104,'IEA EFs - Grid'!$A$5:$BD$174,AX$11,FALSE)","v":463.07679999999999},{"$f":"VLOOKUP($B104,'IEA EFs - Grid'!$A$5:$BD$174,AY$11,FALSE)","v":461.27330000000001},{"$f":"VLOOKUP($B104,'IEA EFs - Grid'!$A$5:$BD$174,AZ$11,FALSE)","v":459.02890000000002},{"$f":"VLOOKUP($B104,'IEA EFs - Grid'!$A$5:$BD$174,BA$11,FALSE)","v":455.95096547953727},{"$f":"VLOOKUP($B104,'IEA EFs - Grid'!$A$5:$BD$174,BB$11,FALSE)","v":452.87303095907458},{"$f":"VLOOKUP($B104,'IEA EFs - Grid'!$A$5:$BD$174,BC$11,FALSE)","v":449.79509643861184},{"$f":"VLOOKUP($B104,'IEA EFs - Grid'!$A$5:$BD$174,BD$11,FALSE)","v":441.47675227921951},{"$f":"VLOOKUP($B104,'IEA EFs - Grid'!$A$5:$BD$174,BE$11,FALSE)","v":433.15840811982724},{"$f":"VLOOKUP($B104,'IEA EFs - Grid'!$A$5:$BD$174,BF$11,FALSE)","v":424.84006396043486},{"$f":"VLOOKUP($B104,'IEA EFs - Grid'!$A$5:$BD$174,BG$11,FALSE)","v":416.52171980104254},{"$f":"VLOOKUP($B104,'IEA EFs - Grid'!$A$5:$BD$174,BH$11,FALSE)","v":408.20337564165021},{"$f":"VLOOKUP($B104,'IEA EFs - Grid'!$A$5:$BD$174,BI$11,FALSE)","v":402.08192446587094},{"$f":"VLOOKUP($B104,'IEA EFs - Grid'!$A$5:$BD$174,BJ$11,FALSE)","v":395.96047329009167},{"$f":"VLOOKUP($B104,'IEA EFs - Grid'!$A$5:$BD$174,BK$11,FALSE)","v":389.8390221143124},{"$f":"VLOOKUP($B104,'IEA EFs - Grid'!$A$5:$BD$174,BL$11,FALSE)","v":383.71757093853319},{"$f":"VLOOKUP($B104,'IEA EFs - Grid'!$A$5:$BD$174,BM$11,FALSE)","v":377.59611976275391},{"$f":"VLOOKUP($B104,'IEA EFs - Grid'!$A$5:$BD$174,BN$11,FALSE)","v":371.2846960432833},{"$f":"VLOOKUP($B104,'IEA EFs - Grid'!$A$5:$BD$174,BO$11,FALSE)","v":364.97327232381269},{"$f":"VLOOKUP($B104,'IEA EFs - Grid'!$A$5:$BD$174,BP$11,FALSE)","v":358.66184860434208},{"$f":"VLOOKUP($B104,'IEA EFs - Grid'!$A$5:$BD$174,BQ$11,FALSE)","v":352.35042488487147},{"$f":"VLOOKUP($B104,'IEA EFs - Grid'!$A$5:$BD$174,BR$11,FALSE)","v":346.03900116540086},{"$f":"VLOOKUP($B104,'IEA EFs - Grid'!$A$5:$BD$174,BS$11,FALSE)","v":342.09780254506717},{"$f":"VLOOKUP($B104,'IEA EFs - Grid'!$A$5:$BD$174,BT$11,FALSE)","v":338.15660392473347},{"$f":"VLOOKUP($B104,'IEA EFs - Grid'!$A$5:$BD$174,BU$11,FALSE)","v":334.21540530439978},{"$f":"VLOOKUP($B104,'IEA EFs - Grid'!$A$5:$BD$174,BV$11,FALSE)","v":330.27420668406614},{"$f":"VLOOKUP($B104,'IEA EFs - Grid'!$A$5:$BD$174,BW$11,FALSE)","v":326.33300806373245},{"$f":"VLOOKUP($B104,'IEA EFs - Grid'!$A$5:$BD$174,BX$11,FALSE)","v":322.94922014842808},{"$f":"VLOOKUP($B104,'IEA EFs - Grid'!$A$5:$BD$174,BY$11,FALSE)","v":319.56543223312377},{"$f":"VLOOKUP($B104,'IEA EFs - Grid'!$A$5:$BD$174,BZ$11,FALSE)","v":316.1816443178194},{"$f":"VLOOKUP($B104,'IEA EFs - Grid'!$A$5:$BD$174,CA$11,FALSE)","v":312.79785640251504},{"$f":"VLOOKUP($B104,'IEA EFs - Grid'!$A$5:$BD$174,CB$11,FALSE)","v":309.41406848721073},{"$f":"CB104","v":309.41406848721073},309.41406848721073,309.41406848721073,309.41406848721073,309.41406848721073,309.41406848721073,309.41406848721073,309.41406848721073,309.41406848721073,309.41406848721073,309.41406848721073,309.41406848721073,309.41406848721073,309.41406848721073,309.41406848721073,309.41406848721073,309.41406848721073,309.41406848721073,309.41406848721073,309.41406848721073,309.41406848721073,309.41406848721073,309.41406848721073,309.41406848721073,309.41406848721073,309.41406848721073,309.41406848721073,309.41406848721073,309.41406848721073,309.41406848721073]
["Zambia","Zambia",2.6467000000000001,{"$f":"$D$108","v":974.53949999999998},871.19439999999997,{"$f":"$F$108","v":456.774},null,510,511,512,513,514,515,516,517,518,519,520,521,522,523,524,525,526,527,528,529,530,531,532,533,534,535,536,537,538,539,540,541,542,543,544,545,546,547,548,549,550,null,{"$f":"VLOOKUP($B105,'IEA EFs - Grid'!$A$5:$BD$174,AX$11,FALSE)","v":2.2200000000000002},{"$f":"VLOOKUP($B105,'IEA EFs - Grid'!$A$5:$BD$174,AY$11,FALSE)","v":3.0059},{"$f":"VLOOKUP($B105,'IEA EFs - Grid'!$A$5:$BD$174,AZ$11,FALSE)","v":2.6467000000000001},{"$f":"VLOOKUP($B105,'IEA EFs - Grid'!$A$5:$BD$174,BA$11,FALSE)","v":2.6289530361480318},{"$f":"VLOOKUP($B105,'IEA EFs - Grid'!$A$5:$BD$174,BB$11,FALSE)","v":2.6112060722960639},{"$f":"VLOOKUP($B105,'IEA EFs - Grid'!$A$5:$BD$174,BC$11,FALSE)","v":2.5934591084440957},{"$f":"VLOOKUP($B105,'IEA EFs - Grid'!$A$5:$BD$174,BD$11,FALSE)","v":2.5454966348685462},{"$f":"VLOOKUP($B105,'IEA EFs - Grid'!$A$5:$BD$174,BE$11,FALSE)","v":2.4975341612929967},{"$f":"VLOOKUP($B105,'IEA EFs - Grid'!$A$5:$BD$174,BF$11,FALSE)","v":2.4495716877174463},{"$f":"VLOOKUP($B105,'IEA EFs - Grid'!$A$5:$BD$174,BG$11,FALSE)","v":2.4016092141418963},{"$f":"VLOOKUP($B105,'IEA EFs - Grid'!$A$5:$BD$174,BH$11,FALSE)","v":2.3536467405663468},{"$f":"VLOOKUP($B105,'IEA EFs - Grid'!$A$5:$BD$174,BI$11,FALSE)","v":2.3183512617262672},{"$f":"VLOOKUP($B105,'IEA EFs - Grid'!$A$5:$BD$174,BJ$11,FALSE)","v":2.2830557828861879},{"$f":"VLOOKUP($B105,'IEA EFs - Grid'!$A$5:$BD$174,BK$11,FALSE)","v":2.2477603040461083},{"$f":"VLOOKUP($B105,'IEA EFs - Grid'!$A$5:$BD$174,BL$11,FALSE)","v":2.2124648252060291},{"$f":"VLOOKUP($B105,'IEA EFs - Grid'!$A$5:$BD$174,BM$11,FALSE)","v":2.1771693463659498},{"$f":"VLOOKUP($B105,'IEA EFs - Grid'!$A$5:$BD$174,BN$11,FALSE)","v":2.1407785109341875},{"$f":"VLOOKUP($B105,'IEA EFs - Grid'!$A$5:$BD$174,BO$11,FALSE)","v":2.1043876755024251},{"$f":"VLOOKUP($B105,'IEA EFs - Grid'!$A$5:$BD$174,BP$11,FALSE)","v":2.0679968400706628},{"$f":"VLOOKUP($B105,'IEA EFs - Grid'!$A$5:$BD$174,BQ$11,FALSE)","v":2.0316060046389004},{"$f":"VLOOKUP($B105,'IEA EFs - Grid'!$A$5:$BD$174,BR$11,FALSE)","v":1.995215169207138},{"$f":"VLOOKUP($B105,'IEA EFs - Grid'!$A$5:$BD$174,BS$11,FALSE)","v":1.9724907385919042},{"$f":"VLOOKUP($B105,'IEA EFs - Grid'!$A$5:$BD$174,BT$11,FALSE)","v":1.9497663079766703},{"$f":"VLOOKUP($B105,'IEA EFs - Grid'!$A$5:$BD$174,BU$11,FALSE)","v":1.9270418773614362},{"$f":"VLOOKUP($B105,'IEA EFs - Grid'!$A$5:$BD$174,BV$11,FALSE)","v":1.9043174467462025},{"$f":"VLOOKUP($B105,'IEA EFs - Grid'!$A$5:$BD$174,BW$11,FALSE)","v":1.8815930161309686},{"$f":"VLOOKUP($B105,'IEA EFs - Grid'!$A$5:$BD$174,BX$11,FALSE)","v":1.8620825420073654},{"$f":"VLOOKUP($B105,'IEA EFs - Grid'!$A$5:$BD$174,BY$11,FALSE)","v":1.8425720678837625},{"$f":"VLOOKUP($B105,'IEA EFs - Grid'!$A$5:$BD$174,BZ$11,FALSE)","v":1.8230615937601591},{"$f":"VLOOKUP($B105,'IEA EFs - Grid'!$A$5:$BD$174,CA$11,FALSE)","v":1.8035511196365559},{"$f":"VLOOKUP($B105,'IEA EFs - Grid'!$A$5:$BD$174,CB$11,FALSE)","v":1.7840406455129529},{"$f":"CB105","v":1.7840406455129529},1.7840406455129529,1.7840406455129529,1.7840406455129529,1.7840406455129529,1.7840406455129529,1.7840406455129529,1.7840406455129529,1.7840406455129529,1.7840406455129529,1.7840406455129529,1.7840406455129529,1.7840406455129529,1.7840406455129529,1.7840406455129529,1.7840406455129529,1.7840406455129529,1.7840406455129529,1.7840406455129529,1.7840406455129529,1.7840406455129529,1.7840406455129529,1.7840406455129529,1.7840406455129529,1.7840406455129529,1.7840406455129529,1.7840406455129529,1.7840406455129529,1.7840406455129529,1.7840406455129529]
["Zimbabwe","Zimbabwe",365.12180000000001,903.09500000000003,2116.7406999999998,{"$f":"$F$108","v":456.774},null,510,511,512,513,514,515,516,517,518,519,520,521,522,523,524,525,526,527,528,529,530,531,532,533,534,535,536,537,538,539,540,541,542,543,544,545,546,547,548,549,550,null,{"$f":"VLOOKUP($B106,'IEA EFs - Grid'!$A$5:$BD$174,AX$11,FALSE)","v":335.9692},{"$f":"VLOOKUP($B106,'IEA EFs - Grid'!$A$5:$BD$174,AY$11,FALSE)","v":347.0872},{"$f":"VLOOKUP($B106,'IEA EFs - Grid'!$A$5:$BD$174,AZ$11,FALSE)","v":365.12180000000001},{"$f":"VLOOKUP($B106,'IEA EFs - Grid'!$A$5:$BD$174,BA$11,FALSE)","v":362.6735424014185},{"$f":"VLOOKUP($B106,'IEA EFs - Grid'!$A$5:$BD$174,BB$11,FALSE)","v":360.22528480283711},{"$f":"VLOOKUP($B106,'IEA EFs - Grid'!$A$5:$BD$174,BC$11,FALSE)","v":357.77702720425566},{"$f":"VLOOKUP($B106,'IEA EFs - Grid'!$A$5:$BD$174,BD$11,FALSE)","v":351.16043118492701},{"$f":"VLOOKUP($B106,'IEA EFs - Grid'!$A$5:$BD$174,BE$11,FALSE)","v":344.54383516559841},{"$f":"VLOOKUP($B106,'IEA EFs - Grid'!$A$5:$BD$174,BF$11,FALSE)","v":337.9272391462697},{"$f":"VLOOKUP($B106,'IEA EFs - Grid'!$A$5:$BD$174,BG$11,FALSE)","v":331.31064312694105},{"$f":"VLOOKUP($B106,'IEA EFs - Grid'!$A$5:$BD$174,BH$11,FALSE)","v":324.69404710761239},{"$f":"VLOOKUP($B106,'IEA EFs - Grid'!$A$5:$BD$174,BI$11,FALSE)","v":319.82490864615028},{"$f":"VLOOKUP($B106,'IEA EFs - Grid'!$A$5:$BD$174,BJ$11,FALSE)","v":314.95577018468816},{"$f":"VLOOKUP($B106,'IEA EFs - Grid'!$A$5:$BD$174,BK$11,FALSE)","v":310.08663172322605},{"$f":"VLOOKUP($B106,'IEA EFs - Grid'!$A$5:$BD$174,BL$11,FALSE)","v":305.21749326176399},{"$f":"VLOOKUP($B106,'IEA EFs - Grid'!$A$5:$BD$174,BM$11,FALSE)","v":300.34835480030188},{"$f":"VLOOKUP($B106,'IEA EFs - Grid'!$A$5:$BD$174,BN$11,FALSE)","v":295.32810795088608},{"$f":"VLOOKUP($B106,'IEA EFs - Grid'!$A$5:$BD$174,BO$11,FALSE)","v":290.30786110147028},{"$f":"VLOOKUP($B106,'IEA EFs - Grid'!$A$5:$BD$174,BP$11,FALSE)","v":285.28761425205448},{"$f":"VLOOKUP($B106,'IEA EFs - Grid'!$A$5:$BD$174,BQ$11,FALSE)","v":280.26736740263868},{"$f":"VLOOKUP($B106,'IEA EFs - Grid'!$A$5:$BD$174,BR$11,FALSE)","v":275.24712055322289},{"$f":"VLOOKUP($B106,'IEA EFs - Grid'!$A$5:$BD$174,BS$11,FALSE)","v":272.11220348282984},{"$f":"VLOOKUP($B106,'IEA EFs - Grid'!$A$5:$BD$174,BT$11,FALSE)","v":268.9772864124368},{"$f":"VLOOKUP($B106,'IEA EFs - Grid'!$A$5:$BD$174,BU$11,FALSE)","v":265.8423693420437},{"$f":"VLOOKUP($B106,'IEA EFs - Grid'!$A$5:$BD$174,BV$11,FALSE)","v":262.70745227165065},{"$f":"VLOOKUP($B106,'IEA EFs - Grid'!$A$5:$BD$174,BW$11,FALSE)","v":259.57253520125761},{"$f":"VLOOKUP($B106,'IEA EFs - Grid'!$A$5:$BD$174,BX$11,FALSE)","v":256.88099500748297},{"$f":"VLOOKUP($B106,'IEA EFs - Grid'!$A$5:$BD$174,BY$11,FALSE)","v":254.18945481370832},{"$f":"VLOOKUP($B106,'IEA EFs - Grid'!$A$5:$BD$174,BZ$11,FALSE)","v":251.49791461993362},{"$f":"VLOOKUP($B106,'IEA EFs - Grid'!$A$5:$BD$174,CA$11,FALSE)","v":248.80637442615895},{"$f":"VLOOKUP($B106,'IEA EFs - Grid'!$A$5:$BD$174,CB$11,FALSE)","v":246.11483423238431},{"$f":"CB106","v":246.11483423238431},246.11483423238431,246.11483423238431,246.11483423238431,246.11483423238431,246.11483423238431,246.11483423238431,246.11483423238431,246.11483423238431,246.11483423238431,246.11483423238431,246.11483423238431,246.11483423238431,246.11483423238431,246.11483423238431,246.11483423238431,246.11483423238431,246.11483423238431,246.11483423238431,246.11483423238431,246.11483423238431,246.11483423238431,246.11483423238431,246.11483423238431,246.11483423238431,246.11483423238431,246.11483423238431,246.11483423238431,246.11483423238431,246.11483423238431]
["Other Africa","Other Africa",468.88069999999999,956.39660000000003,788.59249999999997,501.08460000000002,null,510,511,512,513,514,515,516,517,518,519,520,521,522,523,524,525,526,527,528,529,530,531,532,533,534,535,536,537,538,539,540,541,542,543,544,545,546,547,548,549,550,null,{"$f":"VLOOKUP($B107,'IEA EFs - Grid'!$A$5:$BD$174,AX$11,FALSE)","v":468.584},{"$f":"VLOOKUP($B107,'IEA EFs - Grid'!$A$5:$BD$174,AY$11,FALSE)","v":468.53649999999999},{"$f":"VLOOKUP($B107,'IEA EFs - Grid'!$A$5:$BD$174,AZ$11,FALSE)","v":468.88069999999999},{"$f":"VLOOKUP($B107,'IEA EFs - Grid'!$A$5:$BD$174,BA$11,FALSE)","v":465.73670603249872},{"$f":"VLOOKUP($B107,'IEA EFs - Grid'!$A$5:$BD$174,BB$11,FALSE)","v":462.59271206499756},{"$f":"VLOOKUP($B107,'IEA EFs - Grid'!$A$5:$BD$174,BC$11,FALSE)","v":459.44871809749634},{"$f":"VLOOKUP($B107,'IEA EFs - Grid'!$A$5:$BD$174,BD$11,FALSE)","v":450.95184342948136},{"$f":"VLOOKUP($B107,'IEA EFs - Grid'!$A$5:$BD$174,BE$11,FALSE)","v":442.45496876146643},{"$f":"VLOOKUP($B107,'IEA EFs - Grid'!$A$5:$BD$174,BF$11,FALSE)","v":433.95809409345134},{"$f":"VLOOKUP($B107,'IEA EFs - Grid'!$A$5:$BD$174,BG$11,FALSE)","v":425.46121942543635},{"$f":"VLOOKUP($B107,'IEA EFs - Grid'!$A$5:$BD$174,BH$11,FALSE)","v":416.96434475742137},{"$f":"VLOOKUP($B107,'IEA EFs - Grid'!$A$5:$BD$174,BI$11,FALSE)","v":410.71151337291553},{"$f":"VLOOKUP($B107,'IEA EFs - Grid'!$A$5:$BD$174,BJ$11,FALSE)","v":404.45868198840969},{"$f":"VLOOKUP($B107,'IEA EFs - Grid'!$A$5:$BD$174,BK$11,FALSE)","v":398.2058506039038},{"$f":"VLOOKUP($B107,'IEA EFs - Grid'!$A$5:$BD$174,BL$11,FALSE)","v":391.95301921939796},{"$f":"VLOOKUP($B107,'IEA EFs - Grid'!$A$5:$BD$174,BM$11,FALSE)","v":385.70018783489212},{"$f":"VLOOKUP($B107,'IEA EFs - Grid'!$A$5:$BD$174,BN$11,FALSE)","v":379.25330666557585},{"$f":"VLOOKUP($B107,'IEA EFs - Grid'!$A$5:$BD$174,BO$11,FALSE)","v":372.80642549625958},{"$f":"VLOOKUP($B107,'IEA EFs - Grid'!$A$5:$BD$174,BP$11,FALSE)","v":366.35954432694325},{"$f":"VLOOKUP($B107,'IEA EFs - Grid'!$A$5:$BD$174,BQ$11,FALSE)","v":359.91266315762692},{"$f":"VLOOKUP($B107,'IEA EFs - Grid'!$A$5:$BD$174,BR$11,FALSE)","v":353.4657819883106},{"$f":"VLOOKUP($B107,'IEA EFs - Grid'!$A$5:$BD$174,BS$11,FALSE)","v":349.43999631786352},{"$f":"VLOOKUP($B107,'IEA EFs - Grid'!$A$5:$BD$174,BT$11,FALSE)","v":345.41421064741644},{"$f":"VLOOKUP($B107,'IEA EFs - Grid'!$A$5:$BD$174,BU$11,FALSE)","v":341.3884249769693},{"$f":"VLOOKUP($B107,'IEA EFs - Grid'!$A$5:$BD$174,BV$11,FALSE)","v":337.36263930652223},{"$f":"VLOOKUP($B107,'IEA EFs - Grid'!$A$5:$BD$174,BW$11,FALSE)","v":333.33685363607515},{"$f":"VLOOKUP($B107,'IEA EFs - Grid'!$A$5:$BD$174,BX$11,FALSE)","v":329.88044196705073},{"$f":"VLOOKUP($B107,'IEA EFs - Grid'!$A$5:$BD$174,BY$11,FALSE)","v":326.42403029802637},{"$f":"VLOOKUP($B107,'IEA EFs - Grid'!$A$5:$BD$174,BZ$11,FALSE)","v":322.96761862900189},{"$f":"VLOOKUP($B107,'IEA EFs - Grid'!$A$5:$BD$174,CA$11,FALSE)","v":319.51120695997747},{"$f":"VLOOKUP($B107,'IEA EFs - Grid'!$A$5:$BD$174,CB$11,FALSE)","v":316.05479529095305},{"$f":"CB107","v":316.05479529095305},316.05479529095305,316.05479529095305,316.05479529095305,316.05479529095305,316.05479529095305,316.05479529095305,316.05479529095305,316.05479529095305,316.05479529095305,316.05479529095305,316.05479529095305,316.05479529095305,316.05479529095305,316.05479529095305,316.05479529095305,316.05479529095305,316.05479529095305,316.05479529095305,316.05479529095305,316.05479529095305,316.05479529095305,316.05479529095305,316.05479529095305,316.05479529095305,316.05479529095305,316.05479529095305,316.05479529095305,316.05479529095305,316.05479529095305]
["Africa","Africa",597.66229999999996,974.53949999999998,833.97270000000003,456.774,null,510,511,512,513,514,515,516,517,518,519,520,521,522,523,524,525,526,527,528,529,530,531,532,533,534,535,536,537,538,539,540,541,542,543,544,545,546,547,548,549,550,null,{"$f":"VLOOKUP($B108,'IEA EFs - Grid'!$A$5:$BD$174,AX$11,FALSE)","v":612.63329999999996},{"$f":"VLOOKUP($B108,'IEA EFs - Grid'!$A$5:$BD$174,AY$11,FALSE)","v":585.16089999999997},{"$f":"VLOOKUP($B108,'IEA EFs - Grid'!$A$5:$BD$174,AZ$11,FALSE)","v":597.66229999999996},{"$f":"VLOOKUP($B108,'IEA EFs - Grid'!$A$5:$BD$174,BA$11,FALSE)","v":593.65478451513798},{"$f":"VLOOKUP($B108,'IEA EFs - Grid'!$A$5:$BD$174,BB$11,FALSE)","v":589.64726903027611},{"$f":"VLOOKUP($B108,'IEA EFs - Grid'!$A$5:$BD$174,BC$11,FALSE)","v":585.63975354541412},{"$f":"VLOOKUP($B108,'IEA EFs - Grid'!$A$5:$BD$174,BD$11,FALSE)","v":574.80914853885793},{"$f":"VLOOKUP($B108,'IEA EFs - Grid'!$A$5:$BD$174,BE$11,FALSE)","v":563.97854353230173},{"$f":"VLOOKUP($B108,'IEA EFs - Grid'!$A$5:$BD$174,BF$11,FALSE)","v":553.14793852574542},{"$f":"VLOOKUP($B108,'IEA EFs - Grid'!$A$5:$BD$174,BG$11,FALSE)","v":542.31733351918922},{"$f":"VLOOKUP($B108,'IEA EFs - Grid'!$A$5:$BD$174,BH$11,FALSE)","v":531.48672851263302},{"$f":"VLOOKUP($B108,'IEA EFs - Grid'!$A$5:$BD$174,BI$11,FALSE)","v":523.51651010360922},{"$f":"VLOOKUP($B108,'IEA EFs - Grid'!$A$5:$BD$174,BJ$11,FALSE)","v":515.54629169458542},{"$f":"VLOOKUP($B108,'IEA EFs - Grid'!$A$5:$BD$174,BK$11,FALSE)","v":507.57607328556162},{"$f":"VLOOKUP($B108,'IEA EFs - Grid'!$A$5:$BD$174,BL$11,FALSE)","v":499.60585487653788},{"$f":"VLOOKUP($B108,'IEA EFs - Grid'!$A$5:$BD$174,BM$11,FALSE)","v":491.63563646751413},{"$f":"VLOOKUP($B108,'IEA EFs - Grid'!$A$5:$BD$174,BN$11,FALSE)","v":483.41807104526436},{"$f":"VLOOKUP($B108,'IEA EFs - Grid'!$A$5:$BD$174,BO$11,FALSE)","v":475.20050562301458},{"$f":"VLOOKUP($B108,'IEA EFs - Grid'!$A$5:$BD$174,BP$11,FALSE)","v":466.9829402007648},{"$f":"VLOOKUP($B108,'IEA EFs - Grid'!$A$5:$BD$174,BQ$11,FALSE)","v":458.76537477851502},{"$f":"VLOOKUP($B108,'IEA EFs - Grid'!$A$5:$BD$174,BR$11,FALSE)","v":450.54780935626525},{"$f":"VLOOKUP($B108,'IEA EFs - Grid'!$A$5:$BD$174,BS$11,FALSE)","v":445.41631146542341},{"$f":"VLOOKUP($B108,'IEA EFs - Grid'!$A$5:$BD$174,BT$11,FALSE)","v":440.28481357458156},{"$f":"VLOOKUP($B108,'IEA EFs - Grid'!$A$5:$BD$174,BU$11,FALSE)","v":435.15331568373966},{"$f":"VLOOKUP($B108,'IEA EFs - Grid'!$A$5:$BD$174,BV$11,FALSE)","v":430.02181779289788},{"$f":"VLOOKUP($B108,'IEA EFs - Grid'!$A$5:$BD$174,BW$11,FALSE)","v":424.89031990205604},{"$f":"VLOOKUP($B108,'IEA EFs - Grid'!$A$5:$BD$174,BX$11,FALSE)","v":420.48457885138799},{"$f":"VLOOKUP($B108,'IEA EFs - Grid'!$A$5:$BD$174,BY$11,FALSE)","v":416.07883780071995},{"$f":"VLOOKUP($B108,'IEA EFs - Grid'!$A$5:$BD$174,BZ$11,FALSE)","v":411.67309675005185},{"$f":"VLOOKUP($B108,'IEA EFs - Grid'!$A$5:$BD$174,CA$11,FALSE)","v":407.26735569938381},{"$f":"VLOOKUP($B108,'IEA EFs - Grid'!$A$5:$BD$174,CB$11,FALSE)","v":402.86161464871577},{"$f":"CB108","v":402.86161464871577},402.86161464871577,402.86161464871577,402.86161464871577,402.86161464871577,402.86161464871577,402.86161464871577,402.86161464871577,402.86161464871577,402.86161464871577,402.86161464871577,402.86161464871577,402.86161464871577,402.86161464871577,402.86161464871577,402.86161464871577,402.86161464871577,402.86161464871577,402.86161464871577,402.86161464871577,402.86161464871577,402.86161464871577,402.86161464871577,402.86161464871577,402.86161464871577,402.86161464871577,402.86161464871577,402.86161464871577,402.86161464871577,402.86161464871577]
["Bangladesh","Bangladesh",575.11630000000002,1037.0159000000001,598.72649999999999,572.85310000000004,null,510,511,512,513,514,515,516,517,518,519,520,521,522,523,524,525,526,527,528,529,530,531,532,533,534,535,536,537,538,539,540,541,542,543,544,545,546,547,548,549,550,null,{"$f":"VLOOKUP($B109,'IEA EFs - Grid'!$A$5:$BD$174,AX$11,FALSE)","v":581.58730000000003},{"$f":"VLOOKUP($B109,'IEA EFs - Grid'!$A$5:$BD$174,AY$11,FALSE)","v":566.28420000000006},{"$f":"VLOOKUP($B109,'IEA EFs - Grid'!$A$5:$BD$174,AZ$11,FALSE)","v":575.11630000000002},{"$f":"VLOOKUP($B109,'IEA EFs - Grid'!$A$5:$BD$174,BA$11,FALSE)","v":563.22754495174308},{"$f":"VLOOKUP($B109,'IEA EFs - Grid'!$A$5:$BD$174,BB$11,FALSE)","v":551.33878990348603},{"$f":"VLOOKUP($B109,'IEA EFs - Grid'!$A$5:$BD$174,BC$11,FALSE)","v":539.45003485522898},{"$f":"VLOOKUP($B109,'IEA EFs - Grid'!$A$5:$BD$174,BD$11,FALSE)","v":531.7100935666158},{"$f":"VLOOKUP($B109,'IEA EFs - Grid'!$A$5:$BD$174,BE$11,FALSE)","v":523.97015227800273},{"$f":"VLOOKUP($B109,'IEA EFs - Grid'!$A$5:$BD$174,BF$11,FALSE)","v":516.23021098938955},{"$f":"VLOOKUP($B109,'IEA EFs - Grid'!$A$5:$BD$174,BG$11,FALSE)","v":508.49026970077642},{"$f":"VLOOKUP($B109,'IEA EFs - Grid'!$A$5:$BD$174,BH$11,FALSE)","v":500.75032841216324},{"$f":"VLOOKUP($B109,'IEA EFs - Grid'!$A$5:$BD$174,BI$11,FALSE)","v":496.58976529209264},{"$f":"VLOOKUP($B109,'IEA EFs - Grid'!$A$5:$BD$174,BJ$11,FALSE)","v":492.42920217202214},{"$f":"VLOOKUP($B109,'IEA EFs - Grid'!$A$5:$BD$174,BK$11,FALSE)","v":488.2686390519516},{"$f":"VLOOKUP($B109,'IEA EFs - Grid'!$A$5:$BD$174,BL$11,FALSE)","v":484.1080759318811},{"$f":"VLOOKUP($B109,'IEA EFs - Grid'!$A$5:$BD$174,BM$11,FALSE)","v":479.94751281181055},{"$f":"VLOOKUP($B109,'IEA EFs - Grid'!$A$5:$BD$174,BN$11,FALSE)","v":479.01241205477868},{"$f":"VLOOKUP($B109,'IEA EFs - Grid'!$A$5:$BD$174,BO$11,FALSE)","v":478.07731129774675},{"$f":"VLOOKUP($B109,'IEA EFs - Grid'!$A$5:$BD$174,BP$11,FALSE)","v":477.14221054071487},{"$f":"VLOOKUP($B109,'IEA EFs - Grid'!$A$5:$BD$174,BQ$11,FALSE)","v":476.20710978368288},{"$f":"VLOOKUP($B109,'IEA EFs - Grid'!$A$5:$BD$174,BR$11,FALSE)","v":475.27200902665101},{"$f":"VLOOKUP($B109,'IEA EFs - Grid'!$A$5:$BD$174,BS$11,FALSE)","v":474.73027710912254},{"$f":"VLOOKUP($B109,'IEA EFs - Grid'!$A$5:$BD$174,BT$11,FALSE)","v":474.18854519159407},{"$f":"VLOOKUP($B109,'IEA EFs - Grid'!$A$5:$BD$174,BU$11,FALSE)","v":473.64681327406549},{"$f":"VLOOKUP($B109,'IEA EFs - Grid'!$A$5:$BD$174,BV$11,FALSE)","v":473.10508135653697},{"$f":"VLOOKUP($B109,'IEA EFs - Grid'!$A$5:$BD$174,BW$11,FALSE)","v":472.56334943900845},{"$f":"VLOOKUP($B109,'IEA EFs - Grid'!$A$5:$BD$174,BX$11,FALSE)","v":472.56834830260448},{"$f":"VLOOKUP($B109,'IEA EFs - Grid'!$A$5:$BD$174,BY$11,FALSE)","v":472.57334716620045},{"$f":"VLOOKUP($B109,'IEA EFs - Grid'!$A$5:$BD$174,BZ$11,FALSE)","v":472.57834602979653},{"$f":"VLOOKUP($B109,'IEA EFs - Grid'!$A$5:$BD$174,CA$11,FALSE)","v":472.58334489339256},{"$f":"VLOOKUP($B109,'IEA EFs - Grid'!$A$5:$BD$174,CB$11,FALSE)","v":472.58834375698854},{"$f":"CB109","v":472.58834375698854},472.58834375698854,472.58834375698854,472.58834375698854,472.58834375698854,472.58834375698854,472.58834375698854,472.58834375698854,472.58834375698854,472.58834375698854,472.58834375698854,472.58834375698854,472.58834375698854,472.58834375698854,472.58834375698854,472.58834375698854,472.58834375698854,472.58834375698854,472.58834375698854,472.58834375698854,472.58834375698854,472.58834375698854,472.58834375698854,472.58834375698854,472.58834375698854,472.58834375698854,472.58834375698854,472.58834375698854,472.58834375698854,472.58834375698854]
["Brunei Darussalam","Brunei Darussalam",722.66690000000006,{"$f":"$D$127","v":1144.2709},858.10810000000004,721.75040000000001,null,510,511,512,513,514,515,516,517,518,519,520,521,522,523,524,525,526,527,528,529,530,531,532,533,534,535,536,537,538,539,540,541,542,543,544,545,546,547,548,549,550,null,{"$f":"VLOOKUP($B110,'IEA EFs - Grid'!$A$5:$BD$174,AX$11,FALSE)","v":730.07749999999999},{"$f":"VLOOKUP($B110,'IEA EFs - Grid'!$A$5:$BD$174,AY$11,FALSE)","v":716.74519999999995},{"$f":"VLOOKUP($B110,'IEA EFs - Grid'!$A$5:$BD$174,AZ$11,FALSE)","v":722.66690000000006},{"$f":"VLOOKUP($B110,'IEA EFs - Grid'!$A$5:$BD$174,BA$11,FALSE)","v":707.72799154690415},{"$f":"VLOOKUP($B110,'IEA EFs - Grid'!$A$5:$BD$174,BB$11,FALSE)","v":692.78908309380813},{"$f":"VLOOKUP($B110,'IEA EFs - Grid'!$A$5:$BD$174,BC$11,FALSE)","v":677.85017464071223},{"$f":"VLOOKUP($B110,'IEA EFs - Grid'!$A$5:$BD$174,BD$11,FALSE)","v":668.12449067518367},{"$f":"VLOOKUP($B110,'IEA EFs - Grid'!$A$5:$BD$174,BE$11,FALSE)","v":658.39880670965522},{"$f":"VLOOKUP($B110,'IEA EFs - Grid'!$A$5:$BD$174,BF$11,FALSE)","v":648.67312274412666},{"$f":"VLOOKUP($B110,'IEA EFs - Grid'!$A$5:$BD$174,BG$11,FALSE)","v":638.94743877859821},{"$f":"VLOOKUP($B110,'IEA EFs - Grid'!$A$5:$BD$174,BH$11,FALSE)","v":629.22175481306965},{"$f":"VLOOKUP($B110,'IEA EFs - Grid'!$A$5:$BD$174,BI$11,FALSE)","v":623.99376657445475},{"$f":"VLOOKUP($B110,'IEA EFs - Grid'!$A$5:$BD$174,BJ$11,FALSE)","v":618.76577833583997},{"$f":"VLOOKUP($B110,'IEA EFs - Grid'!$A$5:$BD$174,BK$11,FALSE)","v":613.53779009722507},{"$f":"VLOOKUP($B110,'IEA EFs - Grid'!$A$5:$BD$174,BL$11,FALSE)","v":608.30980185861029},{"$f":"VLOOKUP($B110,'IEA EFs - Grid'!$A$5:$BD$174,BM$11,FALSE)","v":603.08181361999539},{"$f":"VLOOKUP($B110,'IEA EFs - Grid'!$A$5:$BD$174,BN$11,FALSE)","v":601.90680542552775},{"$f":"VLOOKUP($B110,'IEA EFs - Grid'!$A$5:$BD$174,BO$11,FALSE)","v":600.73179723106011},{"$f":"VLOOKUP($B110,'IEA EFs - Grid'!$A$5:$BD$174,BP$11,FALSE)","v":599.55678903659248},{"$f":"VLOOKUP($B110,'IEA EFs - Grid'!$A$5:$BD$174,BQ$11,FALSE)","v":598.38178084212473},{"$f":"VLOOKUP($B110,'IEA EFs - Grid'!$A$5:$BD$174,BR$11,FALSE)","v":597.20677264765709},{"$f":"VLOOKUP($B110,'IEA EFs - Grid'!$A$5:$BD$174,BS$11,FALSE)","v":596.52605515543621},{"$f":"VLOOKUP($B110,'IEA EFs - Grid'!$A$5:$BD$174,BT$11,FALSE)","v":595.84533766321533},{"$f":"VLOOKUP($B110,'IEA EFs - Grid'!$A$5:$BD$174,BU$11,FALSE)","v":595.16462017099434},{"$f":"VLOOKUP($B110,'IEA EFs - Grid'!$A$5:$BD$174,BV$11,FALSE)","v":594.48390267877335},{"$f":"VLOOKUP($B110,'IEA EFs - Grid'!$A$5:$BD$174,BW$11,FALSE)","v":593.80318518655247},{"$f":"VLOOKUP($B110,'IEA EFs - Grid'!$A$5:$BD$174,BX$11,FALSE)","v":593.8094665478327},{"$f":"VLOOKUP($B110,'IEA EFs - Grid'!$A$5:$BD$174,BY$11,FALSE)","v":593.81574790911293},{"$f":"VLOOKUP($B110,'IEA EFs - Grid'!$A$5:$BD$174,BZ$11,FALSE)","v":593.82202927039327},{"$f":"VLOOKUP($B110,'IEA EFs - Grid'!$A$5:$BD$174,CA$11,FALSE)","v":593.8283106316735},{"$f":"VLOOKUP($B110,'IEA EFs - Grid'!$A$5:$BD$174,CB$11,FALSE)","v":593.83459199295373},{"$f":"CB110","v":593.83459199295373},593.83459199295373,593.83459199295373,593.83459199295373,593.83459199295373,593.83459199295373,593.83459199295373,593.83459199295373,593.83459199295373,593.83459199295373,593.83459199295373,593.83459199295373,593.83459199295373,593.83459199295373,593.83459199295373,593.83459199295373,593.83459199295373,593.83459199295373,593.83459199295373,593.83459199295373,593.83459199295373,593.83459199295373,593.83459199295373,593.83459199295373,593.83459199295373,593.83459199295373,593.83459199295373,593.83459199295373,593.83459199295373,593.83459199295373]
["Cambodia","Cambodia",528.95960000000002,1062.6486,839.21820000000002,{"$f":"$F$127","v":451.97480000000002},null,510,511,512,513,514,515,516,517,518,519,520,521,522,523,524,525,526,527,528,529,530,531,532,533,534,535,536,537,538,539,540,541,542,543,544,545,546,547,548,549,550,null,{"$f":"VLOOKUP($B111,'IEA EFs - Grid'!$A$5:$BD$174,AX$11,FALSE)","v":803.75250000000005},{"$f":"VLOOKUP($B111,'IEA EFs - Grid'!$A$5:$BD$174,AY$11,FALSE)","v":792.68470000000002},{"$f":"VLOOKUP($B111,'IEA EFs - Grid'!$A$5:$BD$174,AZ$11,FALSE)","v":528.95960000000002},{"$f":"VLOOKUP($B111,'IEA EFs - Grid'!$A$5:$BD$174,BA$11,FALSE)","v":518.02499231313038},{"$f":"VLOOKUP($B111,'IEA EFs - Grid'!$A$5:$BD$174,BB$11,FALSE)","v":507.09038462626069},{"$f":"VLOOKUP($B111,'IEA EFs - Grid'!$A$5:$BD$174,BC$11,FALSE)","v":496.1557769393911},{"$f":"VLOOKUP($B111,'IEA EFs - Grid'!$A$5:$BD$174,BD$11,FALSE)","v":489.03701461593005},{"$f":"VLOOKUP($B111,'IEA EFs - Grid'!$A$5:$BD$174,BE$11,FALSE)","v":481.91825229246911},{"$f":"VLOOKUP($B111,'IEA EFs - Grid'!$A$5:$BD$174,BF$11,FALSE)","v":474.79948996900811},{"$f":"VLOOKUP($B111,'IEA EFs - Grid'!$A$5:$BD$174,BG$11,FALSE)","v":467.68072764554711},{"$f":"VLOOKUP($B111,'IEA EFs - Grid'!$A$5:$BD$174,BH$11,FALSE)","v":460.56196532208605},{"$f":"VLOOKUP($B111,'IEA EFs - Grid'!$A$5:$BD$174,BI$11,FALSE)","v":456.73531355831705},{"$f":"VLOOKUP($B111,'IEA EFs - Grid'!$A$5:$BD$174,BJ$11,FALSE)","v":452.90866179454815},{"$f":"VLOOKUP($B111,'IEA EFs - Grid'!$A$5:$BD$174,BK$11,FALSE)","v":449.0820100307792},{"$f":"VLOOKUP($B111,'IEA EFs - Grid'!$A$5:$BD$174,BL$11,FALSE)","v":445.25535826701031},{"$f":"VLOOKUP($B111,'IEA EFs - Grid'!$A$5:$BD$174,BM$11,FALSE)","v":441.42870650324136},{"$f":"VLOOKUP($B111,'IEA EFs - Grid'!$A$5:$BD$174,BN$11,FALSE)","v":440.56865346284019},{"$f":"VLOOKUP($B111,'IEA EFs - Grid'!$A$5:$BD$174,BO$11,FALSE)","v":439.70860042243891},{"$f":"VLOOKUP($B111,'IEA EFs - Grid'!$A$5:$BD$174,BP$11,FALSE)","v":438.84854738203774},{"$f":"VLOOKUP($B111,'IEA EFs - Grid'!$A$5:$BD$174,BQ$11,FALSE)","v":437.98849434163645},{"$f":"VLOOKUP($B111,'IEA EFs - Grid'!$A$5:$BD$174,BR$11,FALSE)","v":437.12844130123528},{"$f":"VLOOKUP($B111,'IEA EFs - Grid'!$A$5:$BD$174,BS$11,FALSE)","v":436.63018677705799},{"$f":"VLOOKUP($B111,'IEA EFs - Grid'!$A$5:$BD$174,BT$11,FALSE)","v":436.13193225288069},{"$f":"VLOOKUP($B111,'IEA EFs - Grid'!$A$5:$BD$174,BU$11,FALSE)","v":435.63367772870328},{"$f":"VLOOKUP($B111,'IEA EFs - Grid'!$A$5:$BD$174,BV$11,FALSE)","v":435.13542320452598},{"$f":"VLOOKUP($B111,'IEA EFs - Grid'!$A$5:$BD$174,BW$11,FALSE)","v":434.63716868034868},{"$f":"VLOOKUP($B111,'IEA EFs - Grid'!$A$5:$BD$174,BX$11,FALSE)","v":434.64176635370313},{"$f":"VLOOKUP($B111,'IEA EFs - Grid'!$A$5:$BD$174,BY$11,FALSE)","v":434.64636402705753},{"$f":"VLOOKUP($B111,'IEA EFs - Grid'!$A$5:$BD$174,BZ$11,FALSE)","v":434.65096170041204},{"$f":"VLOOKUP($B111,'IEA EFs - Grid'!$A$5:$BD$174,CA$11,FALSE)","v":434.65555937376649},{"$f":"VLOOKUP($B111,'IEA EFs - Grid'!$A$5:$BD$174,CB$11,FALSE)","v":434.66015704712089},{"$f":"CB111","v":434.66015704712089},434.66015704712089,434.66015704712089,434.66015704712089,434.66015704712089,434.66015704712089,434.66015704712089,434.66015704712089,434.66015704712089,434.66015704712089,434.66015704712089,434.66015704712089,434.66015704712089,434.66015704712089,434.66015704712089,434.66015704712089,434.66015704712089,434.66015704712089,434.66015704712089,434.66015704712089,434.66015704712089,434.66015704712089,434.66015704712089,434.66015704712089,434.66015704712089,434.66015704712089,434.66015704712089,434.66015704712089,434.66015704712089,434.66015704712089]
["Chinese Taipei","Chinese Taipei",583.16210000000001,878.68380000000002,908.24789999999996,384.37090000000001,null,510,511,512,513,514,515,516,517,518,519,520,521,522,523,524,525,526,527,528,529,530,531,532,533,534,535,536,537,538,539,540,541,542,543,544,545,546,547,548,549,550,null,{"$f":"VLOOKUP($B112,'IEA EFs - Grid'!$A$5:$BD$174,AX$11,FALSE)","v":623.80110000000002},{"$f":"VLOOKUP($B112,'IEA EFs - Grid'!$A$5:$BD$174,AY$11,FALSE)","v":600.94489999999996},{"$f":"VLOOKUP($B112,'IEA EFs - Grid'!$A$5:$BD$174,AZ$11,FALSE)","v":583.16210000000001},{"$f":"VLOOKUP($B112,'IEA EFs - Grid'!$A$5:$BD$174,BA$11,FALSE)","v":557.98932470987597},{"$f":"VLOOKUP($B112,'IEA EFs - Grid'!$A$5:$BD$174,BB$11,FALSE)","v":532.81654941975194},{"$f":"VLOOKUP($B112,'IEA EFs - Grid'!$A$5:$BD$174,BC$11,FALSE)","v":507.64377412962796},{"$f":"VLOOKUP($B112,'IEA EFs - Grid'!$A$5:$BD$174,BD$11,FALSE)","v":499.52711494793374},{"$f":"VLOOKUP($B112,'IEA EFs - Grid'!$A$5:$BD$174,BE$11,FALSE)","v":491.41045576623952},{"$f":"VLOOKUP($B112,'IEA EFs - Grid'!$A$5:$BD$174,BF$11,FALSE)","v":483.29379658454542},{"$f":"VLOOKUP($B112,'IEA EFs - Grid'!$A$5:$BD$174,BG$11,FALSE)","v":475.1771374028512},{"$f":"VLOOKUP($B112,'IEA EFs - Grid'!$A$5:$BD$174,BH$11,FALSE)","v":467.06047822115698},{"$f":"VLOOKUP($B112,'IEA EFs - Grid'!$A$5:$BD$174,BI$11,FALSE)","v":462.75008593673721},{"$f":"VLOOKUP($B112,'IEA EFs - Grid'!$A$5:$BD$174,BJ$11,FALSE)","v":458.43969365231743},{"$f":"VLOOKUP($B112,'IEA EFs - Grid'!$A$5:$BD$174,BK$11,FALSE)","v":454.12930136789771},{"$f":"VLOOKUP($B112,'IEA EFs - Grid'!$A$5:$BD$174,BL$11,FALSE)","v":449.81890908347799},{"$f":"VLOOKUP($B112,'IEA EFs - Grid'!$A$5:$BD$174,BM$11,FALSE)","v":445.50851679905821},{"$f":"VLOOKUP($B112,'IEA EFs - Grid'!$A$5:$BD$174,BN$11,FALSE)","v":444.54001453081679},{"$f":"VLOOKUP($B112,'IEA EFs - Grid'!$A$5:$BD$174,BO$11,FALSE)","v":443.57151226257531},{"$f":"VLOOKUP($B112,'IEA EFs - Grid'!$A$5:$BD$174,BP$11,FALSE)","v":442.60300999433389},{"$f":"VLOOKUP($B112,'IEA EFs - Grid'!$A$5:$BD$174,BQ$11,FALSE)","v":441.63450772609241},{"$f":"VLOOKUP($B112,'IEA EFs - Grid'!$A$5:$BD$174,BR$11,FALSE)","v":440.66600545785093},{"$f":"VLOOKUP($B112,'IEA EFs - Grid'!$A$5:$BD$174,BS$11,FALSE)","v":440.02261493656533},{"$f":"VLOOKUP($B112,'IEA EFs - Grid'!$A$5:$BD$174,BT$11,FALSE)","v":439.37922441527979},{"$f":"VLOOKUP($B112,'IEA EFs - Grid'!$A$5:$BD$174,BU$11,FALSE)","v":438.7358338939942},{"$f":"VLOOKUP($B112,'IEA EFs - Grid'!$A$5:$BD$174,BV$11,FALSE)","v":438.09244337270871},{"$f":"VLOOKUP($B112,'IEA EFs - Grid'!$A$5:$BD$174,BW$11,FALSE)","v":437.44905285142312},{"$f":"VLOOKUP($B112,'IEA EFs - Grid'!$A$5:$BD$174,BX$11,FALSE)","v":437.02005004079814},{"$f":"VLOOKUP($B112,'IEA EFs - Grid'!$A$5:$BD$174,BY$11,FALSE)","v":436.5910472301731},{"$f":"VLOOKUP($B112,'IEA EFs - Grid'!$A$5:$BD$174,BZ$11,FALSE)","v":436.16204441954812},{"$f":"VLOOKUP($B112,'IEA EFs - Grid'!$A$5:$BD$174,CA$11,FALSE)","v":435.73304160892309},{"$f":"VLOOKUP($B112,'IEA EFs - Grid'!$A$5:$BD$174,CB$11,FALSE)","v":435.30403879829811},{"$f":"CB112","v":435.30403879829811},435.30403879829811,435.30403879829811,435.30403879829811,435.30403879829811,435.30403879829811,435.30403879829811,435.30403879829811,435.30403879829811,435.30403879829811,435.30403879829811,435.30403879829811,435.30403879829811,435.30403879829811,435.30403879829811,435.30403879829811,435.30403879829811,435.30403879829811,435.30403879829811,435.30403879829811,435.30403879829811,435.30403879829811,435.30403879829811,435.30403879829811,435.30403879829811,435.30403879829811,435.30403879829811,435.30403879829811,435.30403879829811,435.30403879829811]
["India","India",926.09799999999996,1218.9636,1098.298,440.04199999999997,null,510,511,512,513,514,515,516,517,518,519,520,521,522,523,524,525,526,527,528,529,530,531,532,533,534,535,536,537,538,539,540,541,542,543,544,545,546,547,548,549,550,null,{"$f":"VLOOKUP($B113,'IEA EFs - Grid'!$A$5:$BD$174,AX$11,FALSE)","v":933.75620000000004},{"$f":"VLOOKUP($B113,'IEA EFs - Grid'!$A$5:$BD$174,AY$11,FALSE)","v":890.71569999999997},{"$f":"VLOOKUP($B113,'IEA EFs - Grid'!$A$5:$BD$174,AZ$11,FALSE)","v":926.09799999999996},{"$f":"VLOOKUP($B113,'IEA EFs - Grid'!$A$5:$BD$174,BA$11,FALSE)","v":905.54552243557453},{"$f":"VLOOKUP($B113,'IEA EFs - Grid'!$A$5:$BD$174,BB$11,FALSE)","v":884.9930448711491},{"$f":"VLOOKUP($B113,'IEA EFs - Grid'!$A$5:$BD$174,BC$11,FALSE)","v":864.44056730672366},{"$f":"VLOOKUP($B113,'IEA EFs - Grid'!$A$5:$BD$174,BD$11,FALSE)","v":849.73475808250157},{"$f":"VLOOKUP($B113,'IEA EFs - Grid'!$A$5:$BD$174,BE$11,FALSE)","v":835.02894885827948},{"$f":"VLOOKUP($B113,'IEA EFs - Grid'!$A$5:$BD$174,BF$11,FALSE)","v":820.32313963405738},{"$f":"VLOOKUP($B113,'IEA EFs - Grid'!$A$5:$BD$174,BG$11,FALSE)","v":805.61733040983529},{"$f":"VLOOKUP($B113,'IEA EFs - Grid'!$A$5:$BD$174,BH$11,FALSE)","v":790.9115211856132},{"$f":"VLOOKUP($B113,'IEA EFs - Grid'!$A$5:$BD$174,BI$11,FALSE)","v":782.0255434938374},{"$f":"VLOOKUP($B113,'IEA EFs - Grid'!$A$5:$BD$174,BJ$11,FALSE)","v":773.13956580206172},{"$f":"VLOOKUP($B113,'IEA EFs - Grid'!$A$5:$BD$174,BK$11,FALSE)","v":764.25358811028593},{"$f":"VLOOKUP($B113,'IEA EFs - Grid'!$A$5:$BD$174,BL$11,FALSE)","v":755.36761041851025},{"$f":"VLOOKUP($B113,'IEA EFs - Grid'!$A$5:$BD$174,BM$11,FALSE)","v":746.48163272673435},{"$f":"VLOOKUP($B113,'IEA EFs - Grid'!$A$5:$BD$174,BN$11,FALSE)","v":743.060736771302},{"$f":"VLOOKUP($B113,'IEA EFs - Grid'!$A$5:$BD$174,BO$11,FALSE)","v":739.63984081586955},{"$f":"VLOOKUP($B113,'IEA EFs - Grid'!$A$5:$BD$174,BP$11,FALSE)","v":736.21894486043698},{"$f":"VLOOKUP($B113,'IEA EFs - Grid'!$A$5:$BD$174,BQ$11,FALSE)","v":732.79804890500463},{"$f":"VLOOKUP($B113,'IEA EFs - Grid'!$A$5:$BD$174,BR$11,FALSE)","v":729.37715294957218},{"$f":"VLOOKUP($B113,'IEA EFs - Grid'!$A$5:$BD$174,BS$11,FALSE)","v":727.16637715184299},{"$f":"VLOOKUP($B113,'IEA EFs - Grid'!$A$5:$BD$174,BT$11,FALSE)","v":724.9556013541137},{"$f":"VLOOKUP($B113,'IEA EFs - Grid'!$A$5:$BD$174,BU$11,FALSE)","v":722.74482555638451},{"$f":"VLOOKUP($B113,'IEA EFs - Grid'!$A$5:$BD$174,BV$11,FALSE)","v":720.53404975865533},{"$f":"VLOOKUP($B113,'IEA EFs - Grid'!$A$5:$BD$174,BW$11,FALSE)","v":718.32327396092626},{"$f":"VLOOKUP($B113,'IEA EFs - Grid'!$A$5:$BD$174,BX$11,FALSE)","v":717.82048188238389},{"$f":"VLOOKUP($B113,'IEA EFs - Grid'!$A$5:$BD$174,BY$11,FALSE)","v":717.31768980384152},{"$f":"VLOOKUP($B113,'IEA EFs - Grid'!$A$5:$BD$174,BZ$11,FALSE)","v":716.81489772529903},{"$f":"VLOOKUP($B113,'IEA EFs - Grid'!$A$5:$BD$174,CA$11,FALSE)","v":716.31210564675666},{"$f":"VLOOKUP($B113,'IEA EFs - Grid'!$A$5:$BD$174,CB$11,FALSE)","v":715.80931356821429},{"$f":"CB113","v":715.80931356821429},715.80931356821429,715.80931356821429,715.80931356821429,715.80931356821429,715.80931356821429,715.80931356821429,715.80931356821429,715.80931356821429,715.80931356821429,715.80931356821429,715.80931356821429,715.80931356821429,715.80931356821429,715.80931356821429,715.80931356821429,715.80931356821429,715.80931356821429,715.80931356821429,715.80931356821429,715.80931356821429,715.80931356821429,715.80931356821429,715.80931356821429,715.80931356821429,715.80931356821429,715.80931356821429,715.80931356821429,715.80931356821429,715.80931356821429]
["Indonesia","Indonesia",809.18769999999995,1111.7001,869.32550000000003,529.69830000000002,null,510,511,512,513,514,515,516,517,518,519,520,521,522,523,524,525,526,527,528,529,530,531,532,533,534,535,536,537,538,539,540,541,542,543,544,545,546,547,548,549,550,null,{"$f":"VLOOKUP($B114,'IEA EFs - Grid'!$A$5:$BD$174,AX$11,FALSE)","v":711.26859999999999},{"$f":"VLOOKUP($B114,'IEA EFs - Grid'!$A$5:$BD$174,AY$11,FALSE)","v":750.48410000000001},{"$f":"VLOOKUP($B114,'IEA EFs - Grid'!$A$5:$BD$174,AZ$11,FALSE)","v":809.18769999999995},{"$f":"VLOOKUP($B114,'IEA EFs - Grid'!$A$5:$BD$174,BA$11,FALSE)","v":792.46024095673783},{"$f":"VLOOKUP($B114,'IEA EFs - Grid'!$A$5:$BD$174,BB$11,FALSE)","v":775.73278191347549},{"$f":"VLOOKUP($B114,'IEA EFs - Grid'!$A$5:$BD$174,BC$11,FALSE)","v":759.00532287021338},{"$f":"VLOOKUP($B114,'IEA EFs - Grid'!$A$5:$BD$174,BD$11,FALSE)","v":748.11523804829483},{"$f":"VLOOKUP($B114,'IEA EFs - Grid'!$A$5:$BD$174,BE$11,FALSE)","v":737.22515322637639},{"$f":"VLOOKUP($B114,'IEA EFs - Grid'!$A$5:$BD$174,BF$11,FALSE)","v":726.33506840445784},{"$f":"VLOOKUP($B114,'IEA EFs - Grid'!$A$5:$BD$174,BG$11,FALSE)","v":715.44498358253941},{"$f":"VLOOKUP($B114,'IEA EFs - Grid'!$A$5:$BD$174,BH$11,FALSE)","v":704.55489876062086},{"$f":"VLOOKUP($B114,'IEA EFs - Grid'!$A$5:$BD$174,BI$11,FALSE)","v":698.70099320823999},{"$f":"VLOOKUP($B114,'IEA EFs - Grid'!$A$5:$BD$174,BJ$11,FALSE)","v":692.84708765585924},{"$f":"VLOOKUP($B114,'IEA EFs - Grid'!$A$5:$BD$174,BK$11,FALSE)","v":686.99318210347838},{"$f":"VLOOKUP($B114,'IEA EFs - Grid'!$A$5:$BD$174,BL$11,FALSE)","v":681.13927655109762},{"$f":"VLOOKUP($B114,'IEA EFs - Grid'!$A$5:$BD$174,BM$11,FALSE)","v":675.28537099871676},{"$f":"VLOOKUP($B114,'IEA EFs - Grid'!$A$5:$BD$174,BN$11,FALSE)","v":673.96968575235724},{"$f":"VLOOKUP($B114,'IEA EFs - Grid'!$A$5:$BD$174,BO$11,FALSE)","v":672.6540005059976},{"$f":"VLOOKUP($B114,'IEA EFs - Grid'!$A$5:$BD$174,BP$11,FALSE)","v":671.33831525963808},{"$f":"VLOOKUP($B114,'IEA EFs - Grid'!$A$5:$BD$174,BQ$11,FALSE)","v":670.02263001327844},{"$f":"VLOOKUP($B114,'IEA EFs - Grid'!$A$5:$BD$174,BR$11,FALSE)","v":668.70694476691892},{"$f":"VLOOKUP($B114,'IEA EFs - Grid'!$A$5:$BD$174,BS$11,FALSE)","v":667.94472883883373},{"$f":"VLOOKUP($B114,'IEA EFs - Grid'!$A$5:$BD$174,BT$11,FALSE)","v":667.18251291074841},{"$f":"VLOOKUP($B114,'IEA EFs - Grid'!$A$5:$BD$174,BU$11,FALSE)","v":666.42029698266299},{"$f":"VLOOKUP($B114,'IEA EFs - Grid'!$A$5:$BD$174,BV$11,FALSE)","v":665.65808105457768},{"$f":"VLOOKUP($B114,'IEA EFs - Grid'!$A$5:$BD$174,BW$11,FALSE)","v":664.89586512649237},{"$f":"VLOOKUP($B114,'IEA EFs - Grid'!$A$5:$BD$174,BX$11,FALSE)","v":664.90289851945283},{"$f":"VLOOKUP($B114,'IEA EFs - Grid'!$A$5:$BD$174,BY$11,FALSE)","v":664.9099319124133},{"$f":"VLOOKUP($B114,'IEA EFs - Grid'!$A$5:$BD$174,BZ$11,FALSE)","v":664.91696530537388},{"$f":"VLOOKUP($B114,'IEA EFs - Grid'!$A$5:$BD$174,CA$11,FALSE)","v":664.92399869833434},{"$f":"VLOOKUP($B114,'IEA EFs - Grid'!$A$5:$BD$174,CB$11,FALSE)","v":664.93103209129481},{"$f":"CB114","v":664.93103209129481},664.93103209129481,664.93103209129481,664.93103209129481,664.93103209129481,664.93103209129481,664.93103209129481,664.93103209129481,664.93103209129481,664.93103209129481,664.93103209129481,664.93103209129481,664.93103209129481,664.93103209129481,664.93103209129481,664.93103209129481,664.93103209129481,664.93103209129481,664.93103209129481,664.93103209129481,664.93103209129481,664.93103209129481,664.93103209129481,664.93103209129481,664.93103209129481,664.93103209129481,664.93103209129481,664.93103209129481,664.93103209129481,664.93103209129481]
["DPR of Korea","Korea, North",378.04820000000001,1255.8557000000001,1380.2612999999999,{"$f":"$F$127","v":451.97480000000002},null,510,511,512,513,514,515,516,517,518,519,520,521,522,523,524,525,526,527,528,529,530,531,532,533,534,535,536,537,538,539,540,541,542,543,544,545,546,547,548,549,550,null,{"$f":"VLOOKUP($B115,'IEA EFs - Grid'!$A$5:$BD$174,AX$11,FALSE)","v":468.34500000000003},{"$f":"VLOOKUP($B115,'IEA EFs - Grid'!$A$5:$BD$174,AY$11,FALSE)","v":379.31880000000001},{"$f":"VLOOKUP($B115,'IEA EFs - Grid'!$A$5:$BD$174,AZ$11,FALSE)","v":378.04820000000001},{"$f":"VLOOKUP($B115,'IEA EFs - Grid'!$A$5:$BD$174,BA$11,FALSE)","v":370.23321988861301},{"$f":"VLOOKUP($B115,'IEA EFs - Grid'!$A$5:$BD$174,BB$11,FALSE)","v":362.41823977722595},{"$f":"VLOOKUP($B115,'IEA EFs - Grid'!$A$5:$BD$174,BC$11,FALSE)","v":354.60325966583895},{"$f":"VLOOKUP($B115,'IEA EFs - Grid'!$A$5:$BD$174,BD$11,FALSE)","v":349.51546981834917},{"$f":"VLOOKUP($B115,'IEA EFs - Grid'!$A$5:$BD$174,BE$11,FALSE)","v":344.42767997085946},{"$f":"VLOOKUP($B115,'IEA EFs - Grid'!$A$5:$BD$174,BF$11,FALSE)","v":339.33989012336968},{"$f":"VLOOKUP($B115,'IEA EFs - Grid'!$A$5:$BD$174,BG$11,FALSE)","v":334.25210027587991},{"$f":"VLOOKUP($B115,'IEA EFs - Grid'!$A$5:$BD$174,BH$11,FALSE)","v":329.16431042839014},{"$f":"VLOOKUP($B115,'IEA EFs - Grid'!$A$5:$BD$174,BI$11,FALSE)","v":326.42939681434535},{"$f":"VLOOKUP($B115,'IEA EFs - Grid'!$A$5:$BD$174,BJ$11,FALSE)","v":323.69448320030062},{"$f":"VLOOKUP($B115,'IEA EFs - Grid'!$A$5:$BD$174,BK$11,FALSE)","v":320.95956958625584},{"$f":"VLOOKUP($B115,'IEA EFs - Grid'!$A$5:$BD$174,BL$11,FALSE)","v":318.22465597221111},{"$f":"VLOOKUP($B115,'IEA EFs - Grid'!$A$5:$BD$174,BM$11,FALSE)","v":315.48974235816632},{"$f":"VLOOKUP($B115,'IEA EFs - Grid'!$A$5:$BD$174,BN$11,FALSE)","v":314.87506119191431},{"$f":"VLOOKUP($B115,'IEA EFs - Grid'!$A$5:$BD$174,BO$11,FALSE)","v":314.26038002566224},{"$f":"VLOOKUP($B115,'IEA EFs - Grid'!$A$5:$BD$174,BP$11,FALSE)","v":313.64569885941023},{"$f":"VLOOKUP($B115,'IEA EFs - Grid'!$A$5:$BD$174,BQ$11,FALSE)","v":313.03101769315816},{"$f":"VLOOKUP($B115,'IEA EFs - Grid'!$A$5:$BD$174,BR$11,FALSE)","v":312.41633652690615},{"$f":"VLOOKUP($B115,'IEA EFs - Grid'!$A$5:$BD$174,BS$11,FALSE)","v":312.06023328951886},{"$f":"VLOOKUP($B115,'IEA EFs - Grid'!$A$5:$BD$174,BT$11,FALSE)","v":311.70413005213157},{"$f":"VLOOKUP($B115,'IEA EFs - Grid'!$A$5:$BD$174,BU$11,FALSE)","v":311.34802681474423},{"$f":"VLOOKUP($B115,'IEA EFs - Grid'!$A$5:$BD$174,BV$11,FALSE)","v":310.99192357735694},{"$f":"VLOOKUP($B115,'IEA EFs - Grid'!$A$5:$BD$174,BW$11,FALSE)","v":310.63582033996965},{"$f":"VLOOKUP($B115,'IEA EFs - Grid'!$A$5:$BD$174,BX$11,FALSE)","v":310.6391063038426},{"$f":"VLOOKUP($B115,'IEA EFs - Grid'!$A$5:$BD$174,BY$11,FALSE)","v":310.64239226771548},{"$f":"VLOOKUP($B115,'IEA EFs - Grid'!$A$5:$BD$174,BZ$11,FALSE)","v":310.64567823158842},{"$f":"VLOOKUP($B115,'IEA EFs - Grid'!$A$5:$BD$174,CA$11,FALSE)","v":310.64896419546136},{"$f":"VLOOKUP($B115,'IEA EFs - Grid'!$A$5:$BD$174,CB$11,FALSE)","v":310.65225015933424},{"$f":"CB115","v":310.65225015933424},310.65225015933424,310.65225015933424,310.65225015933424,310.65225015933424,310.65225015933424,310.65225015933424,310.65225015933424,310.65225015933424,310.65225015933424,310.65225015933424,310.65225015933424,310.65225015933424,310.65225015933424,310.65225015933424,310.65225015933424,310.65225015933424,310.65225015933424,310.65225015933424,310.65225015933424,310.65225015933424,310.65225015933424,310.65225015933424,310.65225015933424,310.65225015933424,310.65225015933424,310.65225015933424,310.65225015933424,310.65225015933424,310.65225015933424]
["Malaysia","Malaysia",671.36329999999998,983.67769999999996,720.28020000000004,494.76960000000003,null,510,511,512,513,514,515,516,517,518,519,520,521,522,523,524,525,526,527,528,529,530,531,532,533,534,535,536,537,538,539,540,541,542,543,544,545,546,547,548,549,550,null,{"$f":"VLOOKUP($B116,'IEA EFs - Grid'!$A$5:$BD$174,AX$11,FALSE)","v":758.86249999999995},{"$f":"VLOOKUP($B116,'IEA EFs - Grid'!$A$5:$BD$174,AY$11,FALSE)","v":672.96510000000001},{"$f":"VLOOKUP($B116,'IEA EFs - Grid'!$A$5:$BD$174,AZ$11,FALSE)","v":671.36329999999998},{"$f":"VLOOKUP($B116,'IEA EFs - Grid'!$A$5:$BD$174,BA$11,FALSE)","v":657.48493518563203},{"$f":"VLOOKUP($B116,'IEA EFs - Grid'!$A$5:$BD$174,BB$11,FALSE)","v":643.60657037126396},{"$f":"VLOOKUP($B116,'IEA EFs - Grid'!$A$5:$BD$174,BC$11,FALSE)","v":629.728205556896},{"$f":"VLOOKUP($B116,'IEA EFs - Grid'!$A$5:$BD$174,BD$11,FALSE)","v":620.69296777050465},{"$f":"VLOOKUP($B116,'IEA EFs - Grid'!$A$5:$BD$174,BE$11,FALSE)","v":611.65772998411342},{"$f":"VLOOKUP($B116,'IEA EFs - Grid'!$A$5:$BD$174,BF$11,FALSE)","v":602.62249219772207},{"$f":"VLOOKUP($B116,'IEA EFs - Grid'!$A$5:$BD$174,BG$11,FALSE)","v":593.58725441133072},{"$f":"VLOOKUP($B116,'IEA EFs - Grid'!$A$5:$BD$174,BH$11,FALSE)","v":584.55201662493937},{"$f":"VLOOKUP($B116,'IEA EFs - Grid'!$A$5:$BD$174,BI$11,FALSE)","v":579.6951739547718},{"$f":"VLOOKUP($B116,'IEA EFs - Grid'!$A$5:$BD$174,BJ$11,FALSE)","v":574.83833128460435},{"$f":"VLOOKUP($B116,'IEA EFs - Grid'!$A$5:$BD$174,BK$11,FALSE)","v":569.98148861443678},{"$f":"VLOOKUP($B116,'IEA EFs - Grid'!$A$5:$BD$174,BL$11,FALSE)","v":565.12464594426933},{"$f":"VLOOKUP($B116,'IEA EFs - Grid'!$A$5:$BD$174,BM$11,FALSE)","v":560.26780327410177},{"$f":"VLOOKUP($B116,'IEA EFs - Grid'!$A$5:$BD$174,BN$11,FALSE)","v":559.17621131248734},{"$f":"VLOOKUP($B116,'IEA EFs - Grid'!$A$5:$BD$174,BO$11,FALSE)","v":558.0846193508728},{"$f":"VLOOKUP($B116,'IEA EFs - Grid'!$A$5:$BD$174,BP$11,FALSE)","v":556.99302738925837},{"$f":"VLOOKUP($B116,'IEA EFs - Grid'!$A$5:$BD$174,BQ$11,FALSE)","v":555.90143542764383},{"$f":"VLOOKUP($B116,'IEA EFs - Grid'!$A$5:$BD$174,BR$11,FALSE)","v":554.80984346602941},{"$f":"VLOOKUP($B116,'IEA EFs - Grid'!$A$5:$BD$174,BS$11,FALSE)","v":554.17745149962673},{"$f":"VLOOKUP($B116,'IEA EFs - Grid'!$A$5:$BD$174,BT$11,FALSE)","v":553.54505953322405},{"$f":"VLOOKUP($B116,'IEA EFs - Grid'!$A$5:$BD$174,BU$11,FALSE)","v":552.91266756682126},{"$f":"VLOOKUP($B116,'IEA EFs - Grid'!$A$5:$BD$174,BV$11,FALSE)","v":552.28027560041846},{"$f":"VLOOKUP($B116,'IEA EFs - Grid'!$A$5:$BD$174,BW$11,FALSE)","v":551.64788363401578},{"$f":"VLOOKUP($B116,'IEA EFs - Grid'!$A$5:$BD$174,BX$11,FALSE)","v":551.65371906862276},{"$f":"VLOOKUP($B116,'IEA EFs - Grid'!$A$5:$BD$174,BY$11,FALSE)","v":551.65955450322974},{"$f":"VLOOKUP($B116,'IEA EFs - Grid'!$A$5:$BD$174,BZ$11,FALSE)","v":551.66538993783684},{"$f":"VLOOKUP($B116,'IEA EFs - Grid'!$A$5:$BD$174,CA$11,FALSE)","v":551.67122537244381},{"$f":"VLOOKUP($B116,'IEA EFs - Grid'!$A$5:$BD$174,CB$11,FALSE)","v":551.67706080705079},{"$f":"CB116","v":551.67706080705079},551.67706080705079,551.67706080705079,551.67706080705079,551.67706080705079,551.67706080705079,551.67706080705079,551.67706080705079,551.67706080705079,551.67706080705079,551.67706080705079,551.67706080705079,551.67706080705079,551.67706080705079,551.67706080705079,551.67706080705079,551.67706080705079,551.67706080705079,551.67706080705079,551.67706080705079,551.67706080705079,551.67706080705079,551.67706080705079,551.67706080705079,551.67706080705079,551.67706080705079,551.67706080705079,551.67706080705079,551.67706080705079,551.67706080705079]
["Mongolia","Mongolia",884.1028,875.55420000000004,1038.2815000000001,{"$f":"$F$127","v":451.97480000000002},null,510,511,512,513,514,515,516,517,518,519,520,521,522,523,524,525,526,527,528,529,530,531,532,533,534,535,536,537,538,539,540,541,542,543,544,545,546,547,548,549,550,null,{"$f":"VLOOKUP($B117,'IEA EFs - Grid'!$A$5:$BD$174,AX$11,FALSE)","v":983.49599999999998},{"$f":"VLOOKUP($B117,'IEA EFs - Grid'!$A$5:$BD$174,AY$11,FALSE)","v":877.29399999999998},{"$f":"VLOOKUP($B117,'IEA EFs - Grid'!$A$5:$BD$174,AZ$11,FALSE)","v":884.1028},{"$f":"VLOOKUP($B117,'IEA EFs - Grid'!$A$5:$BD$174,BA$11,FALSE)","v":865.82670240603829},{"$f":"VLOOKUP($B117,'IEA EFs - Grid'!$A$5:$BD$174,BB$11,FALSE)","v":847.55060481207647},{"$f":"VLOOKUP($B117,'IEA EFs - Grid'!$A$5:$BD$174,BC$11,FALSE)","v":829.27450721811476},{"$f":"VLOOKUP($B117,'IEA EFs - Grid'!$A$5:$BD$174,BD$11,FALSE)","v":817.37621157756598},{"$f":"VLOOKUP($B117,'IEA EFs - Grid'!$A$5:$BD$174,BE$11,FALSE)","v":805.47791593701743},{"$f":"VLOOKUP($B117,'IEA EFs - Grid'!$A$5:$BD$174,BF$11,FALSE)","v":793.57962029646876},{"$f":"VLOOKUP($B117,'IEA EFs - Grid'!$A$5:$BD$174,BG$11,FALSE)","v":781.68132465592009},{"$f":"VLOOKUP($B117,'IEA EFs - Grid'!$A$5:$BD$174,BH$11,FALSE)","v":769.78302901537131},{"$f":"VLOOKUP($B117,'IEA EFs - Grid'!$A$5:$BD$174,BI$11,FALSE)","v":763.38716525002303},{"$f":"VLOOKUP($B117,'IEA EFs - Grid'!$A$5:$BD$174,BJ$11,FALSE)","v":756.99130148467498},{"$f":"VLOOKUP($B117,'IEA EFs - Grid'!$A$5:$BD$174,BK$11,FALSE)","v":750.59543771932681},{"$f":"VLOOKUP($B117,'IEA EFs - Grid'!$A$5:$BD$174,BL$11,FALSE)","v":744.19957395397876},{"$f":"VLOOKUP($B117,'IEA EFs - Grid'!$A$5:$BD$174,BM$11,FALSE)","v":737.80371018863059},{"$f":"VLOOKUP($B117,'IEA EFs - Grid'!$A$5:$BD$174,BN$11,FALSE)","v":736.36621798475107},{"$f":"VLOOKUP($B117,'IEA EFs - Grid'!$A$5:$BD$174,BO$11,FALSE)","v":734.92872578087145},{"$f":"VLOOKUP($B117,'IEA EFs - Grid'!$A$5:$BD$174,BP$11,FALSE)","v":733.49123357699193},{"$f":"VLOOKUP($B117,'IEA EFs - Grid'!$A$5:$BD$174,BQ$11,FALSE)","v":732.0537413731123},{"$f":"VLOOKUP($B117,'IEA EFs - Grid'!$A$5:$BD$174,BR$11,FALSE)","v":730.61624916923279},{"$f":"VLOOKUP($B117,'IEA EFs - Grid'!$A$5:$BD$174,BS$11,FALSE)","v":729.78346681697417},{"$f":"VLOOKUP($B117,'IEA EFs - Grid'!$A$5:$BD$174,BT$11,FALSE)","v":728.95068446471555},{"$f":"VLOOKUP($B117,'IEA EFs - Grid'!$A$5:$BD$174,BU$11,FALSE)","v":728.1179021124567},{"$f":"VLOOKUP($B117,'IEA EFs - Grid'!$A$5:$BD$174,BV$11,FALSE)","v":727.28511976019797},{"$f":"VLOOKUP($B117,'IEA EFs - Grid'!$A$5:$BD$174,BW$11,FALSE)","v":726.45233740793924},{"$f":"VLOOKUP($B117,'IEA EFs - Grid'!$A$5:$BD$174,BX$11,FALSE)","v":726.46002195678977},{"$f":"VLOOKUP($B117,'IEA EFs - Grid'!$A$5:$BD$174,BY$11,FALSE)","v":726.46770650564019},{"$f":"VLOOKUP($B117,'IEA EFs - Grid'!$A$5:$BD$174,BZ$11,FALSE)","v":726.47539105449084},{"$f":"VLOOKUP($B117,'IEA EFs - Grid'!$A$5:$BD$174,CA$11,FALSE)","v":726.48307560334138},{"$f":"VLOOKUP($B117,'IEA EFs - Grid'!$A$5:$BD$174,CB$11,FALSE)","v":726.4907601521918},{"$f":"CB117","v":726.4907601521918},726.4907601521918,726.4907601521918,726.4907601521918,726.4907601521918,726.4907601521918,726.4907601521918,726.4907601521918,726.4907601521918,726.4907601521918,726.4907601521918,726.4907601521918,726.4907601521918,726.4907601521918,726.4907601521918,726.4907601521918,726.4907601521918,726.4907601521918,726.4907601521918,726.4907601521918,726.4907601521918,726.4907601521918,726.4907601521918,726.4907601521918,726.4907601521918,726.4907601521918,726.4907601521918,726.4907601521918,726.4907601521918,726.4907601521918]
["Myanmar","Burma",216.20570000000001,939.99220000000003,809.33330000000001,724.95759999999996,null,510,511,512,513,514,515,516,517,518,519,520,521,522,523,524,525,526,527,528,529,530,531,532,533,534,535,536,537,538,539,540,541,542,543,544,545,546,547,548,549,550,null,{"$f":"VLOOKUP($B118,'IEA EFs - Grid'!$A$5:$BD$174,AX$11,FALSE)","v":261.97489999999999},{"$f":"VLOOKUP($B118,'IEA EFs - Grid'!$A$5:$BD$174,AY$11,FALSE)","v":190.17099999999999},{"$f":"VLOOKUP($B118,'IEA EFs - Grid'!$A$5:$BD$174,AZ$11,FALSE)","v":216.20570000000001},{"$f":"VLOOKUP($B118,'IEA EFs - Grid'!$A$5:$BD$174,BA$11,FALSE)","v":211.73631422996195},{"$f":"VLOOKUP($B118,'IEA EFs - Grid'!$A$5:$BD$174,BB$11,FALSE)","v":207.26692845992386},{"$f":"VLOOKUP($B118,'IEA EFs - Grid'!$A$5:$BD$174,BC$11,FALSE)","v":202.7975426898858},{"$f":"VLOOKUP($B118,'IEA EFs - Grid'!$A$5:$BD$174,BD$11,FALSE)","v":199.887836558685},{"$f":"VLOOKUP($B118,'IEA EFs - Grid'!$A$5:$BD$174,BE$11,FALSE)","v":196.97813042748425},{"$f":"VLOOKUP($B118,'IEA EFs - Grid'!$A$5:$BD$174,BF$11,FALSE)","v":194.06842429628347},{"$f":"VLOOKUP($B118,'IEA EFs - Grid'!$A$5:$BD$174,BG$11,FALSE)","v":191.15871816508269},{"$f":"VLOOKUP($B118,'IEA EFs - Grid'!$A$5:$BD$174,BH$11,FALSE)","v":188.24901203388188},{"$f":"VLOOKUP($B118,'IEA EFs - Grid'!$A$5:$BD$174,BI$11,FALSE)","v":186.68491541243498},{"$f":"VLOOKUP($B118,'IEA EFs - Grid'!$A$5:$BD$174,BJ$11,FALSE)","v":185.1208187909881},{"$f":"VLOOKUP($B118,'IEA EFs - Grid'!$A$5:$BD$174,BK$11,FALSE)","v":183.55672216954119},{"$f":"VLOOKUP($B118,'IEA EFs - Grid'!$A$5:$BD$174,BL$11,FALSE)","v":181.99262554809431},{"$f":"VLOOKUP($B118,'IEA EFs - Grid'!$A$5:$BD$174,BM$11,FALSE)","v":180.4285289266474},{"$f":"VLOOKUP($B118,'IEA EFs - Grid'!$A$5:$BD$174,BN$11,FALSE)","v":180.07699287429659},{"$f":"VLOOKUP($B118,'IEA EFs - Grid'!$A$5:$BD$174,BO$11,FALSE)","v":179.72545682194576},{"$f":"VLOOKUP($B118,'IEA EFs - Grid'!$A$5:$BD$174,BP$11,FALSE)","v":179.37392076959495},{"$f":"VLOOKUP($B118,'IEA EFs - Grid'!$A$5:$BD$174,BQ$11,FALSE)","v":179.02238471724411},{"$f":"VLOOKUP($B118,'IEA EFs - Grid'!$A$5:$BD$174,BR$11,FALSE)","v":178.6708486648933},{"$f":"VLOOKUP($B118,'IEA EFs - Grid'!$A$5:$BD$174,BS$11,FALSE)","v":178.46719328520473},{"$f":"VLOOKUP($B118,'IEA EFs - Grid'!$A$5:$BD$174,BT$11,FALSE)","v":178.26353790551616},{"$f":"VLOOKUP($B118,'IEA EFs - Grid'!$A$5:$BD$174,BU$11,FALSE)","v":178.05988252582753},{"$f":"VLOOKUP($B118,'IEA EFs - Grid'!$A$5:$BD$174,BV$11,FALSE)","v":177.85622714613893},{"$f":"VLOOKUP($B118,'IEA EFs - Grid'!$A$5:$BD$174,BW$11,FALSE)","v":177.65257176645036},{"$f":"VLOOKUP($B118,'IEA EFs - Grid'!$A$5:$BD$174,BX$11,FALSE)","v":177.65445100861928},{"$f":"VLOOKUP($B118,'IEA EFs - Grid'!$A$5:$BD$174,BY$11,FALSE)","v":177.65633025078816},{"$f":"VLOOKUP($B118,'IEA EFs - Grid'!$A$5:$BD$174,BZ$11,FALSE)","v":177.6582094929571},{"$f":"VLOOKUP($B118,'IEA EFs - Grid'!$A$5:$BD$174,CA$11,FALSE)","v":177.66008873512601},{"$f":"VLOOKUP($B118,'IEA EFs - Grid'!$A$5:$BD$174,CB$11,FALSE)","v":177.66196797729489},{"$f":"CB118","v":177.66196797729489},177.66196797729489,177.66196797729489,177.66196797729489,177.66196797729489,177.66196797729489,177.66196797729489,177.66196797729489,177.66196797729489,177.66196797729489,177.66196797729489,177.66196797729489,177.66196797729489,177.66196797729489,177.66196797729489,177.66196797729489,177.66196797729489,177.66196797729489,177.66196797729489,177.66196797729489,177.66196797729489,177.66196797729489,177.66196797729489,177.66196797729489,177.66196797729489,177.66196797729489,177.66196797729489,177.66196797729489,177.66196797729489,177.66196797729489]
["Nepal","Nepal",3.8136000000000001,{"$f":"$D$127","v":1144.2709},712.94740000000002,{"$f":"$F$127","v":451.97480000000002},null,510,511,512,513,514,515,516,517,518,519,520,521,522,523,524,525,526,527,528,529,530,531,532,533,534,535,536,537,538,539,540,541,542,543,544,545,546,{"$f":"MOD(AS118,100)+500","v":547},548,549,550,null,{"$f":"VLOOKUP($B119,'IEA EFs - Grid'!$A$5:$BD$174,AX$11,FALSE)","v":1.0555000000000001},{"$f":"VLOOKUP($B119,'IEA EFs - Grid'!$A$5:$BD$174,AY$11,FALSE)","v":0},{"$f":"VLOOKUP($B119,'IEA EFs - Grid'!$A$5:$BD$174,AZ$11,FALSE)","v":3.8136000000000001},{"$f":"VLOOKUP($B119,'IEA EFs - Grid'!$A$5:$BD$174,BA$11,FALSE)","v":3.7347655864178555},{"$f":"VLOOKUP($B119,'IEA EFs - Grid'!$A$5:$BD$174,BB$11,FALSE)","v":3.65593117283571},{"$f":"VLOOKUP($B119,'IEA EFs - Grid'!$A$5:$BD$174,BC$11,FALSE)","v":3.577096759253565},{"$f":"VLOOKUP($B119,'IEA EFs - Grid'!$A$5:$BD$174,BD$11,FALSE)","v":3.5257731572303652},{"$f":"VLOOKUP($B119,'IEA EFs - Grid'!$A$5:$BD$174,BE$11,FALSE)","v":3.4744495552071659},{"$f":"VLOOKUP($B119,'IEA EFs - Grid'!$A$5:$BD$174,BF$11,FALSE)","v":3.4231259531839662},{"$f":"VLOOKUP($B119,'IEA EFs - Grid'!$A$5:$BD$174,BG$11,FALSE)","v":3.3718023511607669},{"$f":"VLOOKUP($B119,'IEA EFs - Grid'!$A$5:$BD$174,BH$11,FALSE)","v":3.3204787491375671},{"$f":"VLOOKUP($B119,'IEA EFs - Grid'!$A$5:$BD$174,BI$11,FALSE)","v":3.2928900274916995},{"$f":"VLOOKUP($B119,'IEA EFs - Grid'!$A$5:$BD$174,BJ$11,FALSE)","v":3.2653013058458327},{"$f":"VLOOKUP($B119,'IEA EFs - Grid'!$A$5:$BD$174,BK$11,FALSE)","v":3.2377125841999654},{"$f":"VLOOKUP($B119,'IEA EFs - Grid'!$A$5:$BD$174,BL$11,FALSE)","v":3.2101238625540987},{"$f":"VLOOKUP($B119,'IEA EFs - Grid'!$A$5:$BD$174,BM$11,FALSE)","v":3.1825351409082314},{"$f":"VLOOKUP($B119,'IEA EFs - Grid'!$A$5:$BD$174,BN$11,FALSE)","v":3.1763344815859051},{"$f":"VLOOKUP($B119,'IEA EFs - Grid'!$A$5:$BD$174,BO$11,FALSE)","v":3.1701338222635784},{"$f":"VLOOKUP($B119,'IEA EFs - Grid'!$A$5:$BD$174,BP$11,FALSE)","v":3.1639331629412522},{"$f":"VLOOKUP($B119,'IEA EFs - Grid'!$A$5:$BD$174,BQ$11,FALSE)","v":3.1577325036189254},{"$f":"VLOOKUP($B119,'IEA EFs - Grid'!$A$5:$BD$174,BR$11,FALSE)","v":3.1515318442965992},{"$f":"VLOOKUP($B119,'IEA EFs - Grid'!$A$5:$BD$174,BS$11,FALSE)","v":3.1479396163582036},{"$f":"VLOOKUP($B119,'IEA EFs - Grid'!$A$5:$BD$174,BT$11,FALSE)","v":3.1443473884198081},{"$f":"VLOOKUP($B119,'IEA EFs - Grid'!$A$5:$BD$174,BU$11,FALSE)","v":3.1407551604814117},{"$f":"VLOOKUP($B119,'IEA EFs - Grid'!$A$5:$BD$174,BV$11,FALSE)","v":3.1371629325430161},{"$f":"VLOOKUP($B119,'IEA EFs - Grid'!$A$5:$BD$174,BW$11,FALSE)","v":3.1335707046046206},{"$f":"VLOOKUP($B119,'IEA EFs - Grid'!$A$5:$BD$174,BX$11,FALSE)","v":3.1336038521022829},{"$f":"VLOOKUP($B119,'IEA EFs - Grid'!$A$5:$BD$174,BY$11,FALSE)","v":3.1336369995999451},{"$f":"VLOOKUP($B119,'IEA EFs - Grid'!$A$5:$BD$174,BZ$11,FALSE)","v":3.1336701470976078},{"$f":"VLOOKUP($B119,'IEA EFs - Grid'!$A$5:$BD$174,CA$11,FALSE)","v":3.1337032945952701},{"$f":"VLOOKUP($B119,'IEA EFs - Grid'!$A$5:$BD$174,CB$11,FALSE)","v":3.1337364420929323},{"$f":"CB119","v":3.1337364420929323},3.1337364420929323,3.1337364420929323,3.1337364420929323,3.1337364420929323,3.1337364420929323,3.1337364420929323,3.1337364420929323,3.1337364420929323,3.1337364420929323,3.1337364420929323,3.1337364420929323,3.1337364420929323,3.1337364420929323,3.1337364420929323,3.1337364420929323,3.1337364420929323,3.1337364420929323,3.1337364420929323,3.1337364420929323,3.1337364420929323,3.1337364420929323,3.1337364420929323,3.1337364420929323,3.1337364420929323,3.1337364420929323,3.1337364420929323,3.1337364420929323,3.1337364420929323,3.1337364420929323]
["Pakistan","Pakistan",417.62200000000001,2334.2458999999999,702.83109999999999,579.99519999999995,null,510,511,512,513,514,515,516,517,518,519,520,521,522,523,524,525,526,527,528,529,530,{"$f":"MOD(AC119,100)+500","v":531},532,533,534,535,536,537,538,539,540,541,542,543,544,545,546,547,548,549,550,null,{"$f":"VLOOKUP($B120,'IEA EFs - Grid'!$A$5:$BD$174,AX$11,FALSE)","v":425.03500000000003},{"$f":"VLOOKUP($B120,'IEA EFs - Grid'!$A$5:$BD$174,AY$11,FALSE)","v":409.83339999999998},{"$f":"VLOOKUP($B120,'IEA EFs - Grid'!$A$5:$BD$174,AZ$11,FALSE)","v":417.62200000000001},{"$f":"VLOOKUP($B120,'IEA EFs - Grid'!$A$5:$BD$174,BA$11,FALSE)","v":408.98895367395573},{"$f":"VLOOKUP($B120,'IEA EFs - Grid'!$A$5:$BD$174,BB$11,FALSE)","v":400.3559073479114},{"$f":"VLOOKUP($B120,'IEA EFs - Grid'!$A$5:$BD$174,BC$11,FALSE)","v":391.72286102186712},{"$f":"VLOOKUP($B120,'IEA EFs - Grid'!$A$5:$BD$174,BD$11,FALSE)","v":386.10248517643686},{"$f":"VLOOKUP($B120,'IEA EFs - Grid'!$A$5:$BD$174,BE$11,FALSE)","v":380.48210933100665},{"$f":"VLOOKUP($B120,'IEA EFs - Grid'!$A$5:$BD$174,BF$11,FALSE)","v":374.86173348557639},{"$f":"VLOOKUP($B120,'IEA EFs - Grid'!$A$5:$BD$174,BG$11,FALSE)","v":369.24135764014619},{"$f":"VLOOKUP($B120,'IEA EFs - Grid'!$A$5:$BD$174,BH$11,FALSE)","v":363.62098179471593},{"$f":"VLOOKUP($B120,'IEA EFs - Grid'!$A$5:$BD$174,BI$11,FALSE)","v":360.59977948949501},{"$f":"VLOOKUP($B120,'IEA EFs - Grid'!$A$5:$BD$174,BJ$11,FALSE)","v":357.5785771842742},{"$f":"VLOOKUP($B120,'IEA EFs - Grid'!$A$5:$BD$174,BK$11,FALSE)","v":354.55737487905333},{"$f":"VLOOKUP($B120,'IEA EFs - Grid'!$A$5:$BD$174,BL$11,FALSE)","v":351.53617257383252},{"$f":"VLOOKUP($B120,'IEA EFs - Grid'!$A$5:$BD$174,BM$11,FALSE)","v":348.51497026861165},{"$f":"VLOOKUP($B120,'IEA EFs - Grid'!$A$5:$BD$174,BN$11,FALSE)","v":347.83594474220394},{"$f":"VLOOKUP($B120,'IEA EFs - Grid'!$A$5:$BD$174,BO$11,FALSE)","v":347.15691921579617},{"$f":"VLOOKUP($B120,'IEA EFs - Grid'!$A$5:$BD$174,BP$11,FALSE)","v":346.47789368938845},{"$f":"VLOOKUP($B120,'IEA EFs - Grid'!$A$5:$BD$174,BQ$11,FALSE)","v":345.79886816298063},{"$f":"VLOOKUP($B120,'IEA EFs - Grid'!$A$5:$BD$174,BR$11,FALSE)","v":345.11984263657291},{"$f":"VLOOKUP($B120,'IEA EFs - Grid'!$A$5:$BD$174,BS$11,FALSE)","v":344.7264627812948},{"$f":"VLOOKUP($B120,'IEA EFs - Grid'!$A$5:$BD$174,BT$11,FALSE)","v":344.33308292601669},{"$f":"VLOOKUP($B120,'IEA EFs - Grid'!$A$5:$BD$174,BU$11,FALSE)","v":343.93970307073852},{"$f":"VLOOKUP($B120,'IEA EFs - Grid'!$A$5:$BD$174,BV$11,FALSE)","v":343.5463232154604},{"$f":"VLOOKUP($B120,'IEA EFs - Grid'!$A$5:$BD$174,BW$11,FALSE)","v":343.15294336018229},{"$f":"VLOOKUP($B120,'IEA EFs - Grid'!$A$5:$BD$174,BX$11,FALSE)","v":343.15657329627123},{"$f":"VLOOKUP($B120,'IEA EFs - Grid'!$A$5:$BD$174,BY$11,FALSE)","v":343.16020323236012},{"$f":"VLOOKUP($B120,'IEA EFs - Grid'!$A$5:$BD$174,BZ$11,FALSE)","v":343.16383316844912},{"$f":"VLOOKUP($B120,'IEA EFs - Grid'!$A$5:$BD$174,CA$11,FALSE)","v":343.16746310453806},{"$f":"VLOOKUP($B120,'IEA EFs - Grid'!$A$5:$BD$174,CB$11,FALSE)","v":343.17109304062694},{"$f":"CB120","v":343.17109304062694},343.17109304062694,343.17109304062694,343.17109304062694,343.17109304062694,343.17109304062694,343.17109304062694,343.17109304062694,343.17109304062694,343.17109304062694,343.17109304062694,343.17109304062694,343.17109304062694,343.17109304062694,343.17109304062694,343.17109304062694,343.17109304062694,343.17109304062694,343.17109304062694,343.17109304062694,343.17109304062694,343.17109304062694,343.17109304062694,343.17109304062694,343.17109304062694,343.17109304062694,343.17109304062694,343.17109304062694,343.17109304062694,343.17109304062694]
["Philippines","Philippines",502.37360000000001,936.76829999999995,726.19039999999995,358.52760000000001,null,510,511,512,513,514,515,516,517,518,519,520,521,522,523,524,525,526,527,528,529,530,531,532,533,534,535,536,537,538,539,540,541,542,543,544,545,546,547,548,549,550,null,{"$f":"VLOOKUP($B121,'IEA EFs - Grid'!$A$5:$BD$174,AX$11,FALSE)","v":481.04219999999998},{"$f":"VLOOKUP($B121,'IEA EFs - Grid'!$A$5:$BD$174,AY$11,FALSE)","v":492.22269999999997},{"$f":"VLOOKUP($B121,'IEA EFs - Grid'!$A$5:$BD$174,AZ$11,FALSE)","v":502.37360000000001},{"$f":"VLOOKUP($B121,'IEA EFs - Grid'!$A$5:$BD$174,BA$11,FALSE)","v":491.98857583512927},{"$f":"VLOOKUP($B121,'IEA EFs - Grid'!$A$5:$BD$174,BB$11,FALSE)","v":481.60355167025847},{"$f":"VLOOKUP($B121,'IEA EFs - Grid'!$A$5:$BD$174,BC$11,FALSE)","v":471.21852750538773},{"$f":"VLOOKUP($B121,'IEA EFs - Grid'!$A$5:$BD$174,BD$11,FALSE)","v":464.45756077752895},{"$f":"VLOOKUP($B121,'IEA EFs - Grid'!$A$5:$BD$174,BE$11,FALSE)","v":457.69659404967024},{"$f":"VLOOKUP($B121,'IEA EFs - Grid'!$A$5:$BD$174,BF$11,FALSE)","v":450.93562732181147},{"$f":"VLOOKUP($B121,'IEA EFs - Grid'!$A$5:$BD$174,BG$11,FALSE)","v":444.17466059395275},{"$f":"VLOOKUP($B121,'IEA EFs - Grid'!$A$5:$BD$174,BH$11,FALSE)","v":437.41369386609398},{"$f":"VLOOKUP($B121,'IEA EFs - Grid'!$A$5:$BD$174,BI$11,FALSE)","v":433.77937316842451},{"$f":"VLOOKUP($B121,'IEA EFs - Grid'!$A$5:$BD$174,BJ$11,FALSE)","v":430.1450524707551},{"$f":"VLOOKUP($B121,'IEA EFs - Grid'!$A$5:$BD$174,BK$11,FALSE)","v":426.51073177308564},{"$f":"VLOOKUP($B121,'IEA EFs - Grid'!$A$5:$BD$174,BL$11,FALSE)","v":422.87641107541623},{"$f":"VLOOKUP($B121,'IEA EFs - Grid'!$A$5:$BD$174,BM$11,FALSE)","v":419.24209037774676},{"$f":"VLOOKUP($B121,'IEA EFs - Grid'!$A$5:$BD$174,BN$11,FALSE)","v":418.42526440068292},{"$f":"VLOOKUP($B121,'IEA EFs - Grid'!$A$5:$BD$174,BO$11,FALSE)","v":417.60843842361902},{"$f":"VLOOKUP($B121,'IEA EFs - Grid'!$A$5:$BD$174,BP$11,FALSE)","v":416.79161244655518},{"$f":"VLOOKUP($B121,'IEA EFs - Grid'!$A$5:$BD$174,BQ$11,FALSE)","v":415.97478646949128},{"$f":"VLOOKUP($B121,'IEA EFs - Grid'!$A$5:$BD$174,BR$11,FALSE)","v":415.15796049242743},{"$f":"VLOOKUP($B121,'IEA EFs - Grid'!$A$5:$BD$174,BS$11,FALSE)","v":414.68474870266652},{"$f":"VLOOKUP($B121,'IEA EFs - Grid'!$A$5:$BD$174,BT$11,FALSE)","v":414.21153691290561},{"$f":"VLOOKUP($B121,'IEA EFs - Grid'!$A$5:$BD$174,BU$11,FALSE)","v":413.73832512314459},{"$f":"VLOOKUP($B121,'IEA EFs - Grid'!$A$5:$BD$174,BV$11,FALSE)","v":413.26511333338362},{"$f":"VLOOKUP($B121,'IEA EFs - Grid'!$A$5:$BD$174,BW$11,FALSE)","v":412.79190154362266},{"$f":"VLOOKUP($B121,'IEA EFs - Grid'!$A$5:$BD$174,BX$11,FALSE)","v":412.79626813365087},{"$f":"VLOOKUP($B121,'IEA EFs - Grid'!$A$5:$BD$174,BY$11,FALSE)","v":412.80063472367908},{"$f":"VLOOKUP($B121,'IEA EFs - Grid'!$A$5:$BD$174,BZ$11,FALSE)","v":412.80500131370735},{"$f":"VLOOKUP($B121,'IEA EFs - Grid'!$A$5:$BD$174,CA$11,FALSE)","v":412.80936790373556},{"$f":"VLOOKUP($B121,'IEA EFs - Grid'!$A$5:$BD$174,CB$11,FALSE)","v":412.81373449376377},{"$f":"CB121","v":412.81373449376377},412.81373449376377,412.81373449376377,412.81373449376377,412.81373449376377,412.81373449376377,412.81373449376377,412.81373449376377,412.81373449376377,412.81373449376377,412.81373449376377,412.81373449376377,412.81373449376377,412.81373449376377,412.81373449376377,412.81373449376377,412.81373449376377,412.81373449376377,412.81373449376377,412.81373449376377,412.81373449376377,412.81373449376377,412.81373449376377,412.81373449376377,412.81373449376377,412.81373449376377,412.81373449376377,412.81373449376377,412.81373449376377,412.81373449376377]
["Singapore","Singapore",472.47890000000001,{"$f":"$D$127","v":1144.2709},827.18820000000005,398.09429999999998,null,510,511,512,513,514,515,516,517,518,519,520,521,522,523,524,525,526,527,528,529,530,531,532,533,534,535,536,537,538,539,540,541,542,543,544,545,546,547,548,549,550,null,{"$f":"VLOOKUP($B122,'IEA EFs - Grid'!$A$5:$BD$174,AX$11,FALSE)","v":489.28140000000002},{"$f":"VLOOKUP($B122,'IEA EFs - Grid'!$A$5:$BD$174,AY$11,FALSE)","v":493.95409999999998},{"$f":"VLOOKUP($B122,'IEA EFs - Grid'!$A$5:$BD$174,AZ$11,FALSE)","v":472.47890000000001},{"$f":"VLOOKUP($B122,'IEA EFs - Grid'!$A$5:$BD$174,BA$11,FALSE)","v":462.71185652102037},{"$f":"VLOOKUP($B122,'IEA EFs - Grid'!$A$5:$BD$174,BB$11,FALSE)","v":452.94481304204061},{"$f":"VLOOKUP($B122,'IEA EFs - Grid'!$A$5:$BD$174,BC$11,FALSE)","v":443.17776956306096},{"$f":"VLOOKUP($B122,'IEA EFs - Grid'!$A$5:$BD$174,BD$11,FALSE)","v":436.81912706569386},{"$f":"VLOOKUP($B122,'IEA EFs - Grid'!$A$5:$BD$174,BE$11,FALSE)","v":430.46048456832682},{"$f":"VLOOKUP($B122,'IEA EFs - Grid'!$A$5:$BD$174,BF$11,FALSE)","v":424.10184207095972},{"$f":"VLOOKUP($B122,'IEA EFs - Grid'!$A$5:$BD$174,BG$11,FALSE)","v":417.74319957359262},{"$f":"VLOOKUP($B122,'IEA EFs - Grid'!$A$5:$BD$174,BH$11,FALSE)","v":411.38455707622552},{"$f":"VLOOKUP($B122,'IEA EFs - Grid'!$A$5:$BD$174,BI$11,FALSE)","v":407.96650356887142},{"$f":"VLOOKUP($B122,'IEA EFs - Grid'!$A$5:$BD$174,BJ$11,FALSE)","v":404.54845006151737},{"$f":"VLOOKUP($B122,'IEA EFs - Grid'!$A$5:$BD$174,BK$11,FALSE)","v":401.13039655416327},{"$f":"VLOOKUP($B122,'IEA EFs - Grid'!$A$5:$BD$174,BL$11,FALSE)","v":397.71234304680922},{"$f":"VLOOKUP($B122,'IEA EFs - Grid'!$A$5:$BD$174,BM$11,FALSE)","v":394.29428953945512},{"$f":"VLOOKUP($B122,'IEA EFs - Grid'!$A$5:$BD$174,BN$11,FALSE)","v":393.52607035131598},{"$f":"VLOOKUP($B122,'IEA EFs - Grid'!$A$5:$BD$174,BO$11,FALSE)","v":392.75785116317678},{"$f":"VLOOKUP($B122,'IEA EFs - Grid'!$A$5:$BD$174,BP$11,FALSE)","v":391.98963197503764},{"$f":"VLOOKUP($B122,'IEA EFs - Grid'!$A$5:$BD$174,BQ$11,FALSE)","v":391.22141278689844},{"$f":"VLOOKUP($B122,'IEA EFs - Grid'!$A$5:$BD$174,BR$11,FALSE)","v":390.4531935987593},{"$f":"VLOOKUP($B122,'IEA EFs - Grid'!$A$5:$BD$174,BS$11,FALSE)","v":390.00814117981594},{"$f":"VLOOKUP($B122,'IEA EFs - Grid'!$A$5:$BD$174,BT$11,FALSE)","v":389.56308876087257},{"$f":"VLOOKUP($B122,'IEA EFs - Grid'!$A$5:$BD$174,BU$11,FALSE)","v":389.11803634192916},{"$f":"VLOOKUP($B122,'IEA EFs - Grid'!$A$5:$BD$174,BV$11,FALSE)","v":388.67298392298579},{"$f":"VLOOKUP($B122,'IEA EFs - Grid'!$A$5:$BD$174,BW$11,FALSE)","v":388.22793150404243},{"$f":"VLOOKUP($B122,'IEA EFs - Grid'!$A$5:$BD$174,BX$11,FALSE)","v":388.23203825179604},{"$f":"VLOOKUP($B122,'IEA EFs - Grid'!$A$5:$BD$174,BY$11,FALSE)","v":388.23614499954965},{"$f":"VLOOKUP($B122,'IEA EFs - Grid'!$A$5:$BD$174,BZ$11,FALSE)","v":388.24025174730332},{"$f":"VLOOKUP($B122,'IEA EFs - Grid'!$A$5:$BD$174,CA$11,FALSE)","v":388.24435849505693},{"$f":"VLOOKUP($B122,'IEA EFs - Grid'!$A$5:$BD$174,CB$11,FALSE)","v":388.24846524281054},{"$f":"CB122","v":388.24846524281054},388.24846524281054,388.24846524281054,388.24846524281054,388.24846524281054,388.24846524281054,388.24846524281054,388.24846524281054,388.24846524281054,388.24846524281054,388.24846524281054,388.24846524281054,388.24846524281054,388.24846524281054,388.24846524281054,388.24846524281054,388.24846524281054,388.24846524281054,388.24846524281054,388.24846524281054,388.24846524281054,388.24846524281054,388.24846524281054,388.24846524281054,388.24846524281054,388.24846524281054,388.24846524281054,388.24846524281054,388.24846524281054,388.24846524281054]
["Sri Lanka","Sri Lanka",542.09180000000003,1209.5291999999999,677.39149999999995,{"$f":"$F$127","v":451.97480000000002},null,510,511,512,513,514,515,516,517,518,519,520,521,522,523,524,525,526,527,528,529,{"$f":"MOD(AB122,100)+500","v":530},531,532,533,534,535,536,537,538,539,540,541,542,543,544,545,546,547,548,549,550,null,{"$f":"VLOOKUP($B123,'IEA EFs - Grid'!$A$5:$BD$174,AX$11,FALSE)","v":312.18950000000001},{"$f":"VLOOKUP($B123,'IEA EFs - Grid'!$A$5:$BD$174,AY$11,FALSE)","v":438.87290000000002},{"$f":"VLOOKUP($B123,'IEA EFs - Grid'!$A$5:$BD$174,AZ$11,FALSE)","v":542.09180000000003},{"$f":"VLOOKUP($B123,'IEA EFs - Grid'!$A$5:$BD$174,BA$11,FALSE)","v":530.88572459600141},{"$f":"VLOOKUP($B123,'IEA EFs - Grid'!$A$5:$BD$174,BB$11,FALSE)","v":519.67964919200267},{"$f":"VLOOKUP($B123,'IEA EFs - Grid'!$A$5:$BD$174,BC$11,FALSE)","v":508.47357378800399},{"$f":"VLOOKUP($B123,'IEA EFs - Grid'!$A$5:$BD$174,BD$11,FALSE)","v":501.17807772044574},{"$f":"VLOOKUP($B123,'IEA EFs - Grid'!$A$5:$BD$174,BE$11,FALSE)","v":493.88258165288761},{"$f":"VLOOKUP($B123,'IEA EFs - Grid'!$A$5:$BD$174,BF$11,FALSE)","v":486.58708558532936},{"$f":"VLOOKUP($B123,'IEA EFs - Grid'!$A$5:$BD$174,BG$11,FALSE)","v":479.29158951777117},{"$f":"VLOOKUP($B123,'IEA EFs - Grid'!$A$5:$BD$174,BH$11,FALSE)","v":471.99609345021292},{"$f":"VLOOKUP($B123,'IEA EFs - Grid'!$A$5:$BD$174,BI$11,FALSE)","v":468.07443942863034},{"$f":"VLOOKUP($B123,'IEA EFs - Grid'!$A$5:$BD$174,BJ$11,FALSE)","v":464.15278540704787},{"$f":"VLOOKUP($B123,'IEA EFs - Grid'!$A$5:$BD$174,BK$11,FALSE)","v":460.23113138546535},{"$f":"VLOOKUP($B123,'IEA EFs - Grid'!$A$5:$BD$174,BL$11,FALSE)","v":456.30947736388288},{"$f":"VLOOKUP($B123,'IEA EFs - Grid'!$A$5:$BD$174,BM$11,FALSE)","v":452.38782334230035},{"$f":"VLOOKUP($B123,'IEA EFs - Grid'!$A$5:$BD$174,BN$11,FALSE)","v":451.50641822030889},{"$f":"VLOOKUP($B123,'IEA EFs - Grid'!$A$5:$BD$174,BO$11,FALSE)","v":450.62501309831737},{"$f":"VLOOKUP($B123,'IEA EFs - Grid'!$A$5:$BD$174,BP$11,FALSE)","v":449.7436079763259},{"$f":"VLOOKUP($B123,'IEA EFs - Grid'!$A$5:$BD$174,BQ$11,FALSE)","v":448.86220285433438},{"$f":"VLOOKUP($B123,'IEA EFs - Grid'!$A$5:$BD$174,BR$11,FALSE)","v":447.98079773234292},{"$f":"VLOOKUP($B123,'IEA EFs - Grid'!$A$5:$BD$174,BS$11,FALSE)","v":447.47017330683025},{"$f":"VLOOKUP($B123,'IEA EFs - Grid'!$A$5:$BD$174,BT$11,FALSE)","v":446.95954888131757},{"$f":"VLOOKUP($B123,'IEA EFs - Grid'!$A$5:$BD$174,BU$11,FALSE)","v":446.44892445580479},{"$f":"VLOOKUP($B123,'IEA EFs - Grid'!$A$5:$BD$174,BV$11,FALSE)","v":445.93830003029211},{"$f":"VLOOKUP($B123,'IEA EFs - Grid'!$A$5:$BD$174,BW$11,FALSE)","v":445.42767560477944},{"$f":"VLOOKUP($B123,'IEA EFs - Grid'!$A$5:$BD$174,BX$11,FALSE)","v":445.43238742213663},{"$f":"VLOOKUP($B123,'IEA EFs - Grid'!$A$5:$BD$174,BY$11,FALSE)","v":445.43709923949376},{"$f":"VLOOKUP($B123,'IEA EFs - Grid'!$A$5:$BD$174,BZ$11,FALSE)","v":445.44181105685101},{"$f":"VLOOKUP($B123,'IEA EFs - Grid'!$A$5:$BD$174,CA$11,FALSE)","v":445.4465228742082},{"$f":"VLOOKUP($B123,'IEA EFs - Grid'!$A$5:$BD$174,CB$11,FALSE)","v":445.45123469156533},{"$f":"CB123","v":445.45123469156533},445.45123469156533,445.45123469156533,445.45123469156533,445.45123469156533,445.45123469156533,445.45123469156533,445.45123469156533,445.45123469156533,445.45123469156533,445.45123469156533,445.45123469156533,445.45123469156533,445.45123469156533,445.45123469156533,445.45123469156533,445.45123469156533,445.45123469156533,445.45123469156533,445.45123469156533,445.45123469156533,445.45123469156533,445.45123469156533,445.45123469156533,445.45123469156533,445.45123469156533,445.45123469156533,445.45123469156533,445.45123469156533,445.45123469156533]
["Thailand","Thailand",500.42399999999998,1011.3687,687.81290000000001,409.82740000000001,null,510,511,512,513,514,515,516,517,518,519,520,521,522,523,524,525,526,527,528,529,530,531,532,533,534,535,536,537,538,539,540,541,542,543,544,545,546,547,548,549,550,null,{"$f":"VLOOKUP($B124,'IEA EFs - Grid'!$A$5:$BD$174,AX$11,FALSE)","v":512.88679999999999},{"$f":"VLOOKUP($B124,'IEA EFs - Grid'!$A$5:$BD$174,AY$11,FALSE)","v":521.9393},{"$f":"VLOOKUP($B124,'IEA EFs - Grid'!$A$5:$BD$174,AZ$11,FALSE)","v":500.42399999999998},{"$f":"VLOOKUP($B124,'IEA EFs - Grid'!$A$5:$BD$174,BA$11,FALSE)","v":490.07927779986591},{"$f":"VLOOKUP($B124,'IEA EFs - Grid'!$A$5:$BD$174,BB$11,FALSE)","v":479.73455559973178},{"$f":"VLOOKUP($B124,'IEA EFs - Grid'!$A$5:$BD$174,BC$11,FALSE)","v":469.38983339959771},{"$f":"VLOOKUP($B124,'IEA EFs - Grid'!$A$5:$BD$174,BD$11,FALSE)","v":462.6551044770946},{"$f":"VLOOKUP($B124,'IEA EFs - Grid'!$A$5:$BD$174,BE$11,FALSE)","v":455.9203755545916},{"$f":"VLOOKUP($B124,'IEA EFs - Grid'!$A$5:$BD$174,BF$11,FALSE)","v":449.18564663208855},{"$f":"VLOOKUP($B124,'IEA EFs - Grid'!$A$5:$BD$174,BG$11,FALSE)","v":442.4509177095855},{"$f":"VLOOKUP($B124,'IEA EFs - Grid'!$A$5:$BD$174,BH$11,FALSE)","v":435.71618878708239},{"$f":"VLOOKUP($B124,'IEA EFs - Grid'!$A$5:$BD$174,BI$11,FALSE)","v":432.09597207822156},{"$f":"VLOOKUP($B124,'IEA EFs - Grid'!$A$5:$BD$174,BJ$11,FALSE)","v":428.47575536936085},{"$f":"VLOOKUP($B124,'IEA EFs - Grid'!$A$5:$BD$174,BK$11,FALSE)","v":424.85553866050009},{"$f":"VLOOKUP($B124,'IEA EFs - Grid'!$A$5:$BD$174,BL$11,FALSE)","v":421.23532195163938},{"$f":"VLOOKUP($B124,'IEA EFs - Grid'!$A$5:$BD$174,BM$11,FALSE)","v":417.61510524277861},{"$f":"VLOOKUP($B124,'IEA EFs - Grid'!$A$5:$BD$174,BN$11,FALSE)","v":416.80144918532221},{"$f":"VLOOKUP($B124,'IEA EFs - Grid'!$A$5:$BD$174,BO$11,FALSE)","v":415.9877931278657},{"$f":"VLOOKUP($B124,'IEA EFs - Grid'!$A$5:$BD$174,BP$11,FALSE)","v":415.1741370704093},{"$f":"VLOOKUP($B124,'IEA EFs - Grid'!$A$5:$BD$174,BQ$11,FALSE)","v":414.36048101295279},{"$f":"VLOOKUP($B124,'IEA EFs - Grid'!$A$5:$BD$174,BR$11,FALSE)","v":413.54682495549639},{"$f":"VLOOKUP($B124,'IEA EFs - Grid'!$A$5:$BD$174,BS$11,FALSE)","v":413.0754495952479},{"$f":"VLOOKUP($B124,'IEA EFs - Grid'!$A$5:$BD$174,BT$11,FALSE)","v":412.60407423499942},{"$f":"VLOOKUP($B124,'IEA EFs - Grid'!$A$5:$BD$174,BU$11,FALSE)","v":412.13269887475082},{"$f":"VLOOKUP($B124,'IEA EFs - Grid'!$A$5:$BD$174,BV$11,FALSE)","v":411.66132351450233},{"$f":"VLOOKUP($B124,'IEA EFs - Grid'!$A$5:$BD$174,BW$11,FALSE)","v":411.18994815425384},{"$f":"VLOOKUP($B124,'IEA EFs - Grid'!$A$5:$BD$174,BX$11,FALSE)","v":411.19429779851913},{"$f":"VLOOKUP($B124,'IEA EFs - Grid'!$A$5:$BD$174,BY$11,FALSE)","v":411.19864744278442},{"$f":"VLOOKUP($B124,'IEA EFs - Grid'!$A$5:$BD$174,BZ$11,FALSE)","v":411.20299708704977},{"$f":"VLOOKUP($B124,'IEA EFs - Grid'!$A$5:$BD$174,CA$11,FALSE)","v":411.20734673131506},{"$f":"VLOOKUP($B124,'IEA EFs - Grid'!$A$5:$BD$174,CB$11,FALSE)","v":411.21169637558035},{"$f":"CB124","v":411.21169637558035},411.21169637558035,411.21169637558035,411.21169637558035,411.21169637558035,411.21169637558035,411.21169637558035,411.21169637558035,411.21169637558035,411.21169637558035,411.21169637558035,411.21169637558035,411.21169637558035,411.21169637558035,411.21169637558035,411.21169637558035,411.21169637558035,411.21169637558035,411.21169637558035,411.21169637558035,411.21169637558035,411.21169637558035,411.21169637558035,411.21169637558035,411.21169637558035,411.21169637558035,411.21169637558035,411.21169637558035,411.21169637558035,411.21169637558035]
["Vietnam","Vietnam",351.21499999999997,987.55219999999997,1083.2944,403.93900000000002,null,510,511,512,513,514,515,516,517,518,519,520,521,522,523,524,525,526,527,528,529,530,531,532,533,534,535,536,537,538,539,540,541,542,543,544,545,546,547,548,549,550,null,{"$f":"VLOOKUP($B125,'IEA EFs - Grid'!$A$5:$BD$174,AX$11,FALSE)","v":431.61689999999999},{"$f":"VLOOKUP($B125,'IEA EFs - Grid'!$A$5:$BD$174,AY$11,FALSE)","v":383.30770000000001},{"$f":"VLOOKUP($B125,'IEA EFs - Grid'!$A$5:$BD$174,AZ$11,FALSE)","v":351.21499999999997},{"$f":"VLOOKUP($B125,'IEA EFs - Grid'!$A$5:$BD$174,BA$11,FALSE)","v":343.95471350790513},{"$f":"VLOOKUP($B125,'IEA EFs - Grid'!$A$5:$BD$174,BB$11,FALSE)","v":336.69442701581022},{"$f":"VLOOKUP($B125,'IEA EFs - Grid'!$A$5:$BD$174,BC$11,FALSE)","v":329.43414052371537},{"$f":"VLOOKUP($B125,'IEA EFs - Grid'!$A$5:$BD$174,BD$11,FALSE)","v":324.70747310065627},{"$f":"VLOOKUP($B125,'IEA EFs - Grid'!$A$5:$BD$174,BE$11,FALSE)","v":319.98080567759723},{"$f":"VLOOKUP($B125,'IEA EFs - Grid'!$A$5:$BD$174,BF$11,FALSE)","v":315.25413825453813},{"$f":"VLOOKUP($B125,'IEA EFs - Grid'!$A$5:$BD$174,BG$11,FALSE)","v":310.52747083147909},{"$f":"VLOOKUP($B125,'IEA EFs - Grid'!$A$5:$BD$174,BH$11,FALSE)","v":305.80080340841999},{"$f":"VLOOKUP($B125,'IEA EFs - Grid'!$A$5:$BD$174,BI$11,FALSE)","v":303.26000917912137},{"$f":"VLOOKUP($B125,'IEA EFs - Grid'!$A$5:$BD$174,BJ$11,FALSE)","v":300.7192149498228},{"$f":"VLOOKUP($B125,'IEA EFs - Grid'!$A$5:$BD$174,BK$11,FALSE)","v":298.17842072052417},{"$f":"VLOOKUP($B125,'IEA EFs - Grid'!$A$5:$BD$174,BL$11,FALSE)","v":295.6376264912256},{"$f":"VLOOKUP($B125,'IEA EFs - Grid'!$A$5:$BD$174,BM$11,FALSE)","v":293.09683226192698},{"$f":"VLOOKUP($B125,'IEA EFs - Grid'!$A$5:$BD$174,BN$11,FALSE)","v":292.52578008972989},{"$f":"VLOOKUP($B125,'IEA EFs - Grid'!$A$5:$BD$174,BO$11,FALSE)","v":291.95472791753275},{"$f":"VLOOKUP($B125,'IEA EFs - Grid'!$A$5:$BD$174,BP$11,FALSE)","v":291.38367574533567},{"$f":"VLOOKUP($B125,'IEA EFs - Grid'!$A$5:$BD$174,BQ$11,FALSE)","v":290.81262357313852},{"$f":"VLOOKUP($B125,'IEA EFs - Grid'!$A$5:$BD$174,BR$11,FALSE)","v":290.24157140094144},{"$f":"VLOOKUP($B125,'IEA EFs - Grid'!$A$5:$BD$174,BS$11,FALSE)","v":289.91074374849137},{"$f":"VLOOKUP($B125,'IEA EFs - Grid'!$A$5:$BD$174,BT$11,FALSE)","v":289.5799160960413},{"$f":"VLOOKUP($B125,'IEA EFs - Grid'!$A$5:$BD$174,BU$11,FALSE)","v":289.24908844359118},{"$f":"VLOOKUP($B125,'IEA EFs - Grid'!$A$5:$BD$174,BV$11,FALSE)","v":288.91826079114111},{"$f":"VLOOKUP($B125,'IEA EFs - Grid'!$A$5:$BD$174,BW$11,FALSE)","v":288.58743313869104},{"$f":"VLOOKUP($B125,'IEA EFs - Grid'!$A$5:$BD$174,BX$11,FALSE)","v":288.59048587059567},{"$f":"VLOOKUP($B125,'IEA EFs - Grid'!$A$5:$BD$174,BY$11,FALSE)","v":288.5935386025003},{"$f":"VLOOKUP($B125,'IEA EFs - Grid'!$A$5:$BD$174,BZ$11,FALSE)","v":288.59659133440499},{"$f":"VLOOKUP($B125,'IEA EFs - Grid'!$A$5:$BD$174,CA$11,FALSE)","v":288.59964406630962},{"$f":"VLOOKUP($B125,'IEA EFs - Grid'!$A$5:$BD$174,CB$11,FALSE)","v":288.60269679821425},{"$f":"CB125","v":288.60269679821425},288.60269679821425,288.60269679821425,288.60269679821425,288.60269679821425,288.60269679821425,288.60269679821425,288.60269679821425,288.60269679821425,288.60269679821425,288.60269679821425,288.60269679821425,288.60269679821425,288.60269679821425,288.60269679821425,288.60269679821425,288.60269679821425,288.60269679821425,288.60269679821425,288.60269679821425,288.60269679821425,288.60269679821425,288.60269679821425,288.60269679821425,288.60269679821425,288.60269679821425,288.60269679821425,288.60269679821425,288.60269679821425,288.60269679821425]
["Other Asia","Other Asia",315.23239999999998,980.60109999999997,952.30250000000001,502.03980000000001,null,510,511,512,513,514,515,516,517,518,519,520,521,522,523,524,525,526,527,528,529,530,531,532,533,534,535,536,537,538,539,540,541,542,543,544,545,546,547,548,549,550,null,{"$f":"VLOOKUP($B126,'IEA EFs - Grid'!$A$5:$BD$174,AX$11,FALSE)","v":314.77850000000001},{"$f":"VLOOKUP($B126,'IEA EFs - Grid'!$A$5:$BD$174,AY$11,FALSE)","v":315.03590000000003},{"$f":"VLOOKUP($B126,'IEA EFs - Grid'!$A$5:$BD$174,AZ$11,FALSE)","v":315.23239999999998},{"$f":"VLOOKUP($B126,'IEA EFs - Grid'!$A$5:$BD$174,BA$11,FALSE)","v":0},{"$f":"VLOOKUP($B126,'IEA EFs - Grid'!$A$5:$BD$174,BB$11,FALSE)","v":0},{"$f":"VLOOKUP($B126,'IEA EFs - Grid'!$A$5:$BD$174,BC$11,FALSE)","v":0},{"$f":"VLOOKUP($B126,'IEA EFs - Grid'!$A$5:$BD$174,BD$11,FALSE)","v":0},{"$f":"VLOOKUP($B126,'IEA EFs - Grid'!$A$5:$BD$174,BE$11,FALSE)","v":0},{"$f":"VLOOKUP($B126,'IEA EFs - Grid'!$A$5:$BD$174,BF$11,FALSE)","v":0},{"$f":"VLOOKUP($B126,'IEA EFs - Grid'!$A$5:$BD$174,BG$11,FALSE)","v":0},{"$f":"VLOOKUP($B126,'IEA EFs - Grid'!$A$5:$BD$174,BH$11,FALSE)","v":0},{"$f":"VLOOKUP($B126,'IEA EFs - Grid'!$A$5:$BD$174,BI$11,FALSE)","v":0},{"$f":"VLOOKUP($B126,'IEA EFs - Grid'!$A$5:$BD$174,BJ$11,FALSE)","v":0},{"$f":"VLOOKUP($B126,'IEA EFs - Grid'!$A$5:$BD$174,BK$11,FALSE)","v":0},{"$f":"VLOOKUP($B126,'IEA EFs - Grid'!$A$5:$BD$174,BL$11,FALSE)","v":0},{"$f":"VLOOKUP($B126,'IEA EFs - Grid'!$A$5:$BD$174,BM$11,FALSE)","v":0},{"$f":"VLOOKUP($B126,'IEA EFs - Grid'!$A$5:$BD$174,BN$11,FALSE)","v":0},{"$f":"VLOOKUP($B126,'IEA EFs - Grid'!$A$5:$BD$174,BO$11,FALSE)","v":0},{"$f":"VLOOKUP($B126,'IEA EFs - Grid'!$A$5:$BD$174,BP$11,FALSE)","v":0},{"$f":"VLOOKUP($B126,'IEA EFs - Grid'!$A$5:$BD$174,BQ$11,FALSE)","v":0},{"$f":"VLOOKUP($B126,'IEA EFs - Grid'!$A$5:$BD$174,BR$11,FALSE)","v":0},{"$f":"VLOOKUP($B126,'IEA EFs - Grid'!$A$5:$BD$174,BS$11,FALSE)","v":0},{"$f":"VLOOKUP($B126,'IEA EFs - Grid'!$A$5:$BD$174,BT$11,FALSE)","v":0},{"$f":"VLOOKUP($B126,'IEA EFs - Grid'!$A$5:$BD$174,BU$11,FALSE)","v":0},{"$f":"VLOOKUP($B126,'IEA EFs - Grid'!$A$5:$BD$174,BV$11,FALSE)","v":0},{"$f":"VLOOKUP($B126,'IEA EFs - Grid'!$A$5:$BD$174,BW$11,FALSE)","v":0},{"$f":"VLOOKUP($B126,'IEA EFs - Grid'!$A$5:$BD$174,BX$11,FALSE)","v":0},{"$f":"VLOOKUP($B126,'IEA EFs - Grid'!$A$5:$BD$174,BY$11,FALSE)","v":0},{"$f":"VLOOKUP($B126,'IEA EFs - Grid'!$A$5:$BD$174,BZ$11,FALSE)","v":0},{"$f":"VLOOKUP($B126,'IEA EFs - Grid'!$A$5:$BD$174,CA$11,FALSE)","v":0},{"$f":"VLOOKUP($B126,'IEA EFs - Grid'!$A$5:$BD$174,CB$11,FALSE)","v":0},{"$f":"CB126","v":0},0,0,0,0,0,0,0,0,0,0,0,0,0,0,0,0,0,0,0,0,0,0,0,0,0,0,0,0,0]
["Asia","Asia",736.13379999999995,1144.2709,843.06479999999999,451.97480000000002,null,510,511,512,513,514,515,516,517,518,519,520,521,522,523,524,525,526,527,528,529,530,531,532,533,534,535,536,537,538,539,540,541,542,543,544,545,546,547,548,549,550,null,{"$f":"VLOOKUP($B127,'IEA EFs - Grid'!$A$5:$BD$174,AX$11,FALSE)","v":741.82740000000001},{"$f":"VLOOKUP($B127,'IEA EFs - Grid'!$A$5:$BD$174,AY$11,FALSE)","v":719.29970000000003},{"$f":"VLOOKUP($B127,'IEA EFs - Grid'!$A$5:$BD$174,AZ$11,FALSE)","v":736.13379999999995},{"$f":"VLOOKUP($B127,'IEA EFs - Grid'!$A$5:$BD$174,BA$11,FALSE)","v":720.9165049399528},{"$f":"VLOOKUP($B127,'IEA EFs - Grid'!$A$5:$BD$174,BB$11,FALSE)","v":705.69920987990554},{"$f":"VLOOKUP($B127,'IEA EFs - Grid'!$A$5:$BD$174,BC$11,FALSE)","v":690.48191481985839},{"$f":"VLOOKUP($B127,'IEA EFs - Grid'!$A$5:$BD$174,BD$11,FALSE)","v":680.57499270242977},{"$f":"VLOOKUP($B127,'IEA EFs - Grid'!$A$5:$BD$174,BE$11,FALSE)","v":670.66807058500126},{"$f":"VLOOKUP($B127,'IEA EFs - Grid'!$A$5:$BD$174,BF$11,FALSE)","v":660.76114846757264},{"$f":"VLOOKUP($B127,'IEA EFs - Grid'!$A$5:$BD$174,BG$11,FALSE)","v":650.85422635014413},{"$f":"VLOOKUP($B127,'IEA EFs - Grid'!$A$5:$BD$174,BH$11,FALSE)","v":640.94730423271551},{"$f":"VLOOKUP($B127,'IEA EFs - Grid'!$A$5:$BD$174,BI$11,FALSE)","v":635.62189241650128},{"$f":"VLOOKUP($B127,'IEA EFs - Grid'!$A$5:$BD$174,BJ$11,FALSE)","v":630.29648060028717},{"$f":"VLOOKUP($B127,'IEA EFs - Grid'!$A$5:$BD$174,BK$11,FALSE)","v":624.97106878407294},{"$f":"VLOOKUP($B127,'IEA EFs - Grid'!$A$5:$BD$174,BL$11,FALSE)","v":619.64565696785883},{"$f":"VLOOKUP($B127,'IEA EFs - Grid'!$A$5:$BD$174,BM$11,FALSE)","v":614.3202451516446},{"$f":"VLOOKUP($B127,'IEA EFs - Grid'!$A$5:$BD$174,BN$11,FALSE)","v":613.12334067570339},{"$f":"VLOOKUP($B127,'IEA EFs - Grid'!$A$5:$BD$174,BO$11,FALSE)","v":611.92643619976207},{"$f":"VLOOKUP($B127,'IEA EFs - Grid'!$A$5:$BD$174,BP$11,FALSE)","v":610.72953172382086},{"$f":"VLOOKUP($B127,'IEA EFs - Grid'!$A$5:$BD$174,BQ$11,FALSE)","v":609.53262724787953},{"$f":"VLOOKUP($B127,'IEA EFs - Grid'!$A$5:$BD$174,BR$11,FALSE)","v":608.33572277193832},{"$f":"VLOOKUP($B127,'IEA EFs - Grid'!$A$5:$BD$174,BS$11,FALSE)","v":607.64232010706598},{"$f":"VLOOKUP($B127,'IEA EFs - Grid'!$A$5:$BD$174,BT$11,FALSE)","v":606.94891744219365},{"$f":"VLOOKUP($B127,'IEA EFs - Grid'!$A$5:$BD$174,BU$11,FALSE)","v":606.2555147773212},{"$f":"VLOOKUP($B127,'IEA EFs - Grid'!$A$5:$BD$174,BV$11,FALSE)","v":605.56211211244886},{"$f":"VLOOKUP($B127,'IEA EFs - Grid'!$A$5:$BD$174,BW$11,FALSE)","v":604.86870944757652},{"$f":"VLOOKUP($B127,'IEA EFs - Grid'!$A$5:$BD$174,BX$11,FALSE)","v":604.87510786204439},{"$f":"VLOOKUP($B127,'IEA EFs - Grid'!$A$5:$BD$174,BY$11,FALSE)","v":604.88150627651225},{"$f":"VLOOKUP($B127,'IEA EFs - Grid'!$A$5:$BD$174,BZ$11,FALSE)","v":604.88790469098024},{"$f":"VLOOKUP($B127,'IEA EFs - Grid'!$A$5:$BD$174,CA$11,FALSE)","v":604.8943031054481},{"$f":"VLOOKUP($B127,'IEA EFs - Grid'!$A$5:$BD$174,CB$11,FALSE)","v":604.90070151991597},{"$f":"CB127","v":604.90070151991597},604.90070151991597,604.90070151991597,604.90070151991597,604.90070151991597,604.90070151991597,604.90070151991597,604.90070151991597,604.90070151991597,604.90070151991597,604.90070151991597,604.90070151991597,604.90070151991597,604.90070151991597,604.90070151991597,604.90070151991597,604.90070151991597,604.90070151991597,604.90070151991597,604.90070151991597,604.90070151991597,604.90070151991597,604.90070151991597,604.90070151991597,604.90070151991597,604.90070151991597,604.90070151991597,604.90070151991597,604.90070151991597,604.90070151991597]
["People's Rep. of China","People's Rep. of China",734.09259999999995,948.64049999999997,751.91219999999998,517.84969999999998,null,510,511,512,513,514,515,516,517,518,519,520,521,522,523,524,525,526,527,528,529,530,531,532,533,534,535,536,537,538,539,540,541,542,543,544,545,546,547,548,549,550,null,{"$f":"VLOOKUP($B128,'IEA EFs - Grid'!$A$5:$BD$174,AX$11,FALSE)","v":760.26620000000003},{"$f":"VLOOKUP($B128,'IEA EFs - Grid'!$A$5:$BD$174,AY$11,FALSE)","v":766.20950000000005},{"$f":"VLOOKUP($B128,'IEA EFs - Grid'!$A$5:$BD$174,AZ$11,FALSE)","v":734.09259999999995},{"$f":"VLOOKUP($B128,'IEA EFs - Grid'!$A$5:$BD$174,BA$11,FALSE)","v":702.40475872577645},{"$f":"VLOOKUP($B128,'IEA EFs - Grid'!$A$5:$BD$174,BB$11,FALSE)","v":670.71691745155283},{"$f":"VLOOKUP($B128,'IEA EFs - Grid'!$A$5:$BD$174,BC$11,FALSE)","v":639.02907617732933},{"$f":"VLOOKUP($B128,'IEA EFs - Grid'!$A$5:$BD$174,BD$11,FALSE)","v":628.81171218538998},{"$f":"VLOOKUP($B128,'IEA EFs - Grid'!$A$5:$BD$174,BE$11,FALSE)","v":618.59434819345063},{"$f":"VLOOKUP($B128,'IEA EFs - Grid'!$A$5:$BD$174,BF$11,FALSE)","v":608.37698420151139},{"$f":"VLOOKUP($B128,'IEA EFs - Grid'!$A$5:$BD$174,BG$11,FALSE)","v":598.15962020957193},{"$f":"VLOOKUP($B128,'IEA EFs - Grid'!$A$5:$BD$174,BH$11,FALSE)","v":587.94225621763246},{"$f":"VLOOKUP($B128,'IEA EFs - Grid'!$A$5:$BD$174,BI$11,FALSE)","v":582.51627418092323},{"$f":"VLOOKUP($B128,'IEA EFs - Grid'!$A$5:$BD$174,BJ$11,FALSE)","v":577.090292144214},{"$f":"VLOOKUP($B128,'IEA EFs - Grid'!$A$5:$BD$174,BK$11,FALSE)","v":571.66431010750478},{"$f":"VLOOKUP($B128,'IEA EFs - Grid'!$A$5:$BD$174,BL$11,FALSE)","v":566.23832807079555},{"$f":"VLOOKUP($B128,'IEA EFs - Grid'!$A$5:$BD$174,BM$11,FALSE)","v":560.81234603408632},{"$f":"VLOOKUP($B128,'IEA EFs - Grid'!$A$5:$BD$174,BN$11,FALSE)","v":559.59318184594849},{"$f":"VLOOKUP($B128,'IEA EFs - Grid'!$A$5:$BD$174,BO$11,FALSE)","v":558.37401765781067},{"$f":"VLOOKUP($B128,'IEA EFs - Grid'!$A$5:$BD$174,BP$11,FALSE)","v":557.15485346967284},{"$f":"VLOOKUP($B128,'IEA EFs - Grid'!$A$5:$BD$174,BQ$11,FALSE)","v":555.93568928153491},{"$f":"VLOOKUP($B128,'IEA EFs - Grid'!$A$5:$BD$174,BR$11,FALSE)","v":554.71652509339708},{"$f":"VLOOKUP($B128,'IEA EFs - Grid'!$A$5:$BD$174,BS$11,FALSE)","v":553.90661611511143},{"$f":"VLOOKUP($B128,'IEA EFs - Grid'!$A$5:$BD$174,BT$11,FALSE)","v":553.0967071368259},{"$f":"VLOOKUP($B128,'IEA EFs - Grid'!$A$5:$BD$174,BU$11,FALSE)","v":552.28679815854025},{"$f":"VLOOKUP($B128,'IEA EFs - Grid'!$A$5:$BD$174,BV$11,FALSE)","v":551.47688918025472},{"$f":"VLOOKUP($B128,'IEA EFs - Grid'!$A$5:$BD$174,BW$11,FALSE)","v":550.66698020196907},{"$f":"VLOOKUP($B128,'IEA EFs - Grid'!$A$5:$BD$174,BX$11,FALSE)","v":550.12694546950104},{"$f":"VLOOKUP($B128,'IEA EFs - Grid'!$A$5:$BD$174,BY$11,FALSE)","v":549.58691073703289},{"$f":"VLOOKUP($B128,'IEA EFs - Grid'!$A$5:$BD$174,BZ$11,FALSE)","v":549.04687600456487},{"$f":"VLOOKUP($B128,'IEA EFs - Grid'!$A$5:$BD$174,CA$11,FALSE)","v":548.50684127209672},{"$f":"VLOOKUP($B128,'IEA EFs - Grid'!$A$5:$BD$174,CB$11,FALSE)","v":547.96680653962869},{"$f":"CB128","v":547.96680653962869},547.96680653962869,547.96680653962869,547.96680653962869,547.96680653962869,547.96680653962869,547.96680653962869,547.96680653962869,547.96680653962869,547.96680653962869,547.96680653962869,547.96680653962869,547.96680653962869,547.96680653962869,547.96680653962869,547.96680653962869,547.96680653962869,547.96680653962869,547.96680653962869,547.96680653962869,547.96680653962869,547.96680653962869,547.96680653962869,547.96680653962869,547.96680653962869,547.96680653962869,547.96680653962869,547.96680653962869,547.96680653962869,547.96680653962869]
["Hong Kong, China","Hong Kong, China",757.79830000000004,886.85609999999997,755.59469999999999,431.67570000000001,null,510,511,512,513,514,515,516,517,518,519,520,521,522,523,524,525,526,527,528,529,530,531,532,533,534,535,536,537,538,539,540,541,542,543,544,545,546,547,548,549,550,null,{"$f":"VLOOKUP($B129,'IEA EFs - Grid'!$A$5:$BD$174,AX$11,FALSE)","v":721.59569999999997},{"$f":"VLOOKUP($B129,'IEA EFs - Grid'!$A$5:$BD$174,AY$11,FALSE)","v":766.40369999999996},{"$f":"VLOOKUP($B129,'IEA EFs - Grid'!$A$5:$BD$174,AZ$11,FALSE)","v":757.79830000000004},{"$f":"VLOOKUP($B129,'IEA EFs - Grid'!$A$5:$BD$174,BA$11,FALSE)","v":725.08717847626258},{"$f":"VLOOKUP($B129,'IEA EFs - Grid'!$A$5:$BD$174,BB$11,FALSE)","v":692.376056952525},{"$f":"VLOOKUP($B129,'IEA EFs - Grid'!$A$5:$BD$174,BC$11,FALSE)","v":659.66493542878754},{"$f":"VLOOKUP($B129,'IEA EFs - Grid'!$A$5:$BD$174,BD$11,FALSE)","v":649.11762700533677},{"$f":"VLOOKUP($B129,'IEA EFs - Grid'!$A$5:$BD$174,BE$11,FALSE)","v":638.570318581886},{"$f":"VLOOKUP($B129,'IEA EFs - Grid'!$A$5:$BD$174,BF$11,FALSE)","v":628.02301015843534},{"$f":"VLOOKUP($B129,'IEA EFs - Grid'!$A$5:$BD$174,BG$11,FALSE)","v":617.47570173498457},{"$f":"VLOOKUP($B129,'IEA EFs - Grid'!$A$5:$BD$174,BH$11,FALSE)","v":606.9283933115338},{"$f":"VLOOKUP($B129,'IEA EFs - Grid'!$A$5:$BD$174,BI$11,FALSE)","v":601.32719264114314},{"$f":"VLOOKUP($B129,'IEA EFs - Grid'!$A$5:$BD$174,BJ$11,FALSE)","v":595.72599197075249},{"$f":"VLOOKUP($B129,'IEA EFs - Grid'!$A$5:$BD$174,BK$11,FALSE)","v":590.12479130036195},{"$f":"VLOOKUP($B129,'IEA EFs - Grid'!$A$5:$BD$174,BL$11,FALSE)","v":584.5235906299713},{"$f":"VLOOKUP($B129,'IEA EFs - Grid'!$A$5:$BD$174,BM$11,FALSE)","v":578.92238995958064},{"$f":"VLOOKUP($B129,'IEA EFs - Grid'!$A$5:$BD$174,BN$11,FALSE)","v":577.66385588745982},{"$f":"VLOOKUP($B129,'IEA EFs - Grid'!$A$5:$BD$174,BO$11,FALSE)","v":576.40532181533899},{"$f":"VLOOKUP($B129,'IEA EFs - Grid'!$A$5:$BD$174,BP$11,FALSE)","v":575.14678774321828},{"$f":"VLOOKUP($B129,'IEA EFs - Grid'!$A$5:$BD$174,BQ$11,FALSE)","v":573.88825367109746},{"$f":"VLOOKUP($B129,'IEA EFs - Grid'!$A$5:$BD$174,BR$11,FALSE)","v":572.62971959897664},{"$f":"VLOOKUP($B129,'IEA EFs - Grid'!$A$5:$BD$174,BS$11,FALSE)","v":571.79365661877546},{"$f":"VLOOKUP($B129,'IEA EFs - Grid'!$A$5:$BD$174,BT$11,FALSE)","v":570.95759363857439},{"$f":"VLOOKUP($B129,'IEA EFs - Grid'!$A$5:$BD$174,BU$11,FALSE)","v":570.12153065837333},{"$f":"VLOOKUP($B129,'IEA EFs - Grid'!$A$5:$BD$174,BV$11,FALSE)","v":569.28546767817238},{"$f":"VLOOKUP($B129,'IEA EFs - Grid'!$A$5:$BD$174,BW$11,FALSE)","v":568.4494046979712},{"$f":"VLOOKUP($B129,'IEA EFs - Grid'!$A$5:$BD$174,BX$11,FALSE)","v":567.89193088308025},{"$f":"VLOOKUP($B129,'IEA EFs - Grid'!$A$5:$BD$174,BY$11,FALSE)","v":567.33445706818918},{"$f":"VLOOKUP($B129,'IEA EFs - Grid'!$A$5:$BD$174,BZ$11,FALSE)","v":566.77698325329823},{"$f":"VLOOKUP($B129,'IEA EFs - Grid'!$A$5:$BD$174,CA$11,FALSE)","v":566.21950943840716},{"$f":"VLOOKUP($B129,'IEA EFs - Grid'!$A$5:$BD$174,CB$11,FALSE)","v":565.6620356235162},{"$f":"CB129","v":565.6620356235162},565.6620356235162,565.6620356235162,565.6620356235162,565.6620356235162,565.6620356235162,565.6620356235162,565.6620356235162,565.6620356235162,565.6620356235162,565.6620356235162,565.6620356235162,565.6620356235162,565.6620356235162,565.6620356235162,565.6620356235162,565.6620356235162,565.6620356235162,565.6620356235162,565.6620356235162,565.6620356235162,565.6620356235162,565.6620356235162,565.6620356235162,565.6620356235162,565.6620356235162,565.6620356235162,565.6620356235162,565.6620356235162,565.6620356235162]
["China","China",734.28530000000001,948.2106,755.21159999999998,508.38440000000003,null,510,511,512,513,514,515,516,517,518,519,520,521,522,523,524,525,526,527,528,529,530,531,532,533,534,535,536,537,538,539,540,541,542,543,544,545,546,547,548,549,550,null,{"$f":"VLOOKUP($B130,'IEA EFs - Grid'!$A$5:$BD$174,AX$11,FALSE)","v":759.93529999999998},{"$f":"VLOOKUP($B130,'IEA EFs - Grid'!$A$5:$BD$174,AY$11,FALSE)","v":766.22339999999997},{"$f":"VLOOKUP($B130,'IEA EFs - Grid'!$A$5:$BD$174,AZ$11,FALSE)","v":734.28530000000001},{"$f":"VLOOKUP($B130,'IEA EFs - Grid'!$A$5:$BD$174,BA$11,FALSE)","v":702.58914063754958},{"$f":"VLOOKUP($B130,'IEA EFs - Grid'!$A$5:$BD$174,BB$11,FALSE)","v":670.89298127509903},{"$f":"VLOOKUP($B130,'IEA EFs - Grid'!$A$5:$BD$174,BC$11,FALSE)","v":639.1968219126486},{"$f":"VLOOKUP($B130,'IEA EFs - Grid'!$A$5:$BD$174,BD$11,FALSE)","v":628.9767758530229},{"$f":"VLOOKUP($B130,'IEA EFs - Grid'!$A$5:$BD$174,BE$11,FALSE)","v":618.7567297933972},{"$f":"VLOOKUP($B130,'IEA EFs - Grid'!$A$5:$BD$174,BF$11,FALSE)","v":608.53668373377161},{"$f":"VLOOKUP($B130,'IEA EFs - Grid'!$A$5:$BD$174,BG$11,FALSE)","v":598.3166376741458},{"$f":"VLOOKUP($B130,'IEA EFs - Grid'!$A$5:$BD$174,BH$11,FALSE)","v":588.09659161451998},{"$f":"VLOOKUP($B130,'IEA EFs - Grid'!$A$5:$BD$174,BI$11,FALSE)","v":582.66918525240749},{"$f":"VLOOKUP($B130,'IEA EFs - Grid'!$A$5:$BD$174,BJ$11,FALSE)","v":577.241778890295},{"$f":"VLOOKUP($B130,'IEA EFs - Grid'!$A$5:$BD$174,BK$11,FALSE)","v":571.81437252818262},{"$f":"VLOOKUP($B130,'IEA EFs - Grid'!$A$5:$BD$174,BL$11,FALSE)","v":566.38696616607024},{"$f":"VLOOKUP($B130,'IEA EFs - Grid'!$A$5:$BD$174,BM$11,FALSE)","v":560.95955980395775},{"$f":"VLOOKUP($B130,'IEA EFs - Grid'!$A$5:$BD$174,BN$11,FALSE)","v":559.74007558407038},{"$f":"VLOOKUP($B130,'IEA EFs - Grid'!$A$5:$BD$174,BO$11,FALSE)","v":558.52059136418302},{"$f":"VLOOKUP($B130,'IEA EFs - Grid'!$A$5:$BD$174,BP$11,FALSE)","v":557.30110714429577},{"$f":"VLOOKUP($B130,'IEA EFs - Grid'!$A$5:$BD$174,BQ$11,FALSE)","v":556.08162292440841},{"$f":"VLOOKUP($B130,'IEA EFs - Grid'!$A$5:$BD$174,BR$11,FALSE)","v":554.86213870452104},{"$f":"VLOOKUP($B130,'IEA EFs - Grid'!$A$5:$BD$174,BS$11,FALSE)","v":554.05201712436462},{"$f":"VLOOKUP($B130,'IEA EFs - Grid'!$A$5:$BD$174,BT$11,FALSE)","v":553.24189554420821},{"$f":"VLOOKUP($B130,'IEA EFs - Grid'!$A$5:$BD$174,BU$11,FALSE)","v":552.43177396405179},{"$f":"VLOOKUP($B130,'IEA EFs - Grid'!$A$5:$BD$174,BV$11,FALSE)","v":551.62165238389548},{"$f":"VLOOKUP($B130,'IEA EFs - Grid'!$A$5:$BD$174,BW$11,FALSE)","v":550.81153080373906},{"$f":"VLOOKUP($B130,'IEA EFs - Grid'!$A$5:$BD$174,BX$11,FALSE)","v":550.27135431164436},{"$f":"VLOOKUP($B130,'IEA EFs - Grid'!$A$5:$BD$174,BY$11,FALSE)","v":549.73117781954954},{"$f":"VLOOKUP($B130,'IEA EFs - Grid'!$A$5:$BD$174,BZ$11,FALSE)","v":549.19100132745484},{"$f":"VLOOKUP($B130,'IEA EFs - Grid'!$A$5:$BD$174,CA$11,FALSE)","v":548.65082483536003},{"$f":"VLOOKUP($B130,'IEA EFs - Grid'!$A$5:$BD$174,CB$11,FALSE)","v":548.11064834326532},{"$f":"CB130","v":548.11064834326532},548.11064834326532,548.11064834326532,548.11064834326532,548.11064834326532,548.11064834326532,548.11064834326532,548.11064834326532,548.11064834326532,548.11064834326532,548.11064834326532,548.11064834326532,548.11064834326532,548.11064834326532,548.11064834326532,548.11064834326532,548.11064834326532,548.11064834326532,548.11064834326532,548.11064834326532,548.11064834326532,548.11064834326532,548.11064834326532,548.11064834326532,548.11064834326532,548.11064834326532,548.11064834326532,548.11064834326532,548.11064834326532,548.11064834326532]
["Argentina","Argentina",397.17439999999999,1165.1775,731.76139999999998,476.05540000000002,null,510,511,512,513,514,515,516,517,518,519,520,521,522,523,524,525,526,527,528,529,530,531,532,533,534,535,536,537,538,539,540,541,542,543,544,545,546,547,548,549,550,null,{"$f":"VLOOKUP($B131,'IEA EFs - Grid'!$A$5:$BD$174,AX$11,FALSE)","v":359.0718},{"$f":"VLOOKUP($B131,'IEA EFs - Grid'!$A$5:$BD$174,AY$11,FALSE)","v":382.97829999999999},{"$f":"VLOOKUP($B131,'IEA EFs - Grid'!$A$5:$BD$174,AZ$11,FALSE)","v":397.17439999999999},{"$f":"VLOOKUP($B131,'IEA EFs - Grid'!$A$5:$BD$174,BA$11,FALSE)","v":393.29477785595094},{"$f":"VLOOKUP($B131,'IEA EFs - Grid'!$A$5:$BD$174,BB$11,FALSE)","v":389.41515571190195},{"$f":"VLOOKUP($B131,'IEA EFs - Grid'!$A$5:$BD$174,BC$11,FALSE)","v":385.53553356785289},{"$f":"VLOOKUP($B131,'IEA EFs - Grid'!$A$5:$BD$174,BD$11,FALSE)","v":378.82343020744486},{"$f":"VLOOKUP($B131,'IEA EFs - Grid'!$A$5:$BD$174,BE$11,FALSE)","v":372.11132684703671},{"$f":"VLOOKUP($B131,'IEA EFs - Grid'!$A$5:$BD$174,BF$11,FALSE)","v":365.39922348662867},{"$f":"VLOOKUP($B131,'IEA EFs - Grid'!$A$5:$BD$174,BG$11,FALSE)","v":358.68712012622052},{"$f":"VLOOKUP($B131,'IEA EFs - Grid'!$A$5:$BD$174,BH$11,FALSE)","v":351.97501676581248},{"$f":"VLOOKUP($B131,'IEA EFs - Grid'!$A$5:$BD$174,BI$11,FALSE)","v":349.78032626009315},{"$f":"VLOOKUP($B131,'IEA EFs - Grid'!$A$5:$BD$174,BJ$11,FALSE)","v":347.58563575437381},{"$f":"VLOOKUP($B131,'IEA EFs - Grid'!$A$5:$BD$174,BK$11,FALSE)","v":345.39094524865448},{"$f":"VLOOKUP($B131,'IEA EFs - Grid'!$A$5:$BD$174,BL$11,FALSE)","v":343.19625474293514},{"$f":"VLOOKUP($B131,'IEA EFs - Grid'!$A$5:$BD$174,BM$11,FALSE)","v":341.0015642372158},{"$f":"VLOOKUP($B131,'IEA EFs - Grid'!$A$5:$BD$174,BN$11,FALSE)","v":339.32342003732134},{"$f":"VLOOKUP($B131,'IEA EFs - Grid'!$A$5:$BD$174,BO$11,FALSE)","v":337.64527583742677},{"$f":"VLOOKUP($B131,'IEA EFs - Grid'!$A$5:$BD$174,BP$11,FALSE)","v":335.9671316375323},{"$f":"VLOOKUP($B131,'IEA EFs - Grid'!$A$5:$BD$174,BQ$11,FALSE)","v":334.28898743763773},{"$f":"VLOOKUP($B131,'IEA EFs - Grid'!$A$5:$BD$174,BR$11,FALSE)","v":332.61084323774321},{"$f":"VLOOKUP($B131,'IEA EFs - Grid'!$A$5:$BD$174,BS$11,FALSE)","v":334.60008454548313},{"$f":"VLOOKUP($B131,'IEA EFs - Grid'!$A$5:$BD$174,BT$11,FALSE)","v":336.58932585322299},{"$f":"VLOOKUP($B131,'IEA EFs - Grid'!$A$5:$BD$174,BU$11,FALSE)","v":338.5785671609629},{"$f":"VLOOKUP($B131,'IEA EFs - Grid'!$A$5:$BD$174,BV$11,FALSE)","v":340.56780846870282},{"$f":"VLOOKUP($B131,'IEA EFs - Grid'!$A$5:$BD$174,BW$11,FALSE)","v":342.55704977644268},{"$f":"VLOOKUP($B131,'IEA EFs - Grid'!$A$5:$BD$174,BX$11,FALSE)","v":343.91321954105462},{"$f":"VLOOKUP($B131,'IEA EFs - Grid'!$A$5:$BD$174,BY$11,FALSE)","v":345.26938930566649},{"$f":"VLOOKUP($B131,'IEA EFs - Grid'!$A$5:$BD$174,BZ$11,FALSE)","v":346.62555907027848},{"$f":"VLOOKUP($B131,'IEA EFs - Grid'!$A$5:$BD$174,CA$11,FALSE)","v":347.98172883489036},{"$f":"VLOOKUP($B131,'IEA EFs - Grid'!$A$5:$BD$174,CB$11,FALSE)","v":349.3378985995023},{"$f":"CB131","v":349.3378985995023},349.3378985995023,349.3378985995023,349.3378985995023,349.3378985995023,349.3378985995023,349.3378985995023,349.3378985995023,349.3378985995023,349.3378985995023,349.3378985995023,349.3378985995023,349.3378985995023,349.3378985995023,349.3378985995023,349.3378985995023,349.3378985995023,349.3378985995023,349.3378985995023,349.3378985995023,349.3378985995023,349.3378985995023,349.3378985995023,349.3378985995023,349.3378985995023,349.3378985995023,349.3378985995023,349.3378985995023,349.3378985995023,349.3378985995023]
["Bolivia","Bolivia",426.27800000000002,{"$f":"$D$153","v":1240.4880000000001},942.25810000000001,634.07849999999996,null,510,511,512,513,514,515,516,517,518,519,520,{"$f":"MOD(S131,100)+500","v":521},522,523,524,525,526,527,528,529,530,531,532,533,534,535,536,537,538,539,540,541,542,543,544,545,546,547,548,549,550,null,{"$f":"VLOOKUP($B132,'IEA EFs - Grid'!$A$5:$BD$174,AX$11,FALSE)","v":418.82220000000001},{"$f":"VLOOKUP($B132,'IEA EFs - Grid'!$A$5:$BD$174,AY$11,FALSE)","v":433.4991},{"$f":"VLOOKUP($B132,'IEA EFs - Grid'!$A$5:$BD$174,AZ$11,FALSE)","v":426.27800000000002},{"$f":"VLOOKUP($B132,'IEA EFs - Grid'!$A$5:$BD$174,BA$11,FALSE)","v":422.11409223474391},{"$f":"VLOOKUP($B132,'IEA EFs - Grid'!$A$5:$BD$174,BB$11,FALSE)","v":417.95018446948785},{"$f":"VLOOKUP($B132,'IEA EFs - Grid'!$A$5:$BD$174,BC$11,FALSE)","v":413.78627670423174},{"$f":"VLOOKUP($B132,'IEA EFs - Grid'!$A$5:$BD$174,BD$11,FALSE)","v":406.58233305562794},{"$f":"VLOOKUP($B132,'IEA EFs - Grid'!$A$5:$BD$174,BE$11,FALSE)","v":399.37838940702409},{"$f":"VLOOKUP($B132,'IEA EFs - Grid'!$A$5:$BD$174,BF$11,FALSE)","v":392.17444575842029},{"$f":"VLOOKUP($B132,'IEA EFs - Grid'!$A$5:$BD$174,BG$11,FALSE)","v":384.97050210981644},{"$f":"VLOOKUP($B132,'IEA EFs - Grid'!$A$5:$BD$174,BH$11,FALSE)","v":377.76655846121264},{"$f":"VLOOKUP($B132,'IEA EFs - Grid'!$A$5:$BD$174,BI$11,FALSE)","v":375.41104843992969},{"$f":"VLOOKUP($B132,'IEA EFs - Grid'!$A$5:$BD$174,BJ$11,FALSE)","v":373.05553841864679},{"$f":"VLOOKUP($B132,'IEA EFs - Grid'!$A$5:$BD$174,BK$11,FALSE)","v":370.70002839736389},{"$f":"VLOOKUP($B132,'IEA EFs - Grid'!$A$5:$BD$174,BL$11,FALSE)","v":368.344518376081},{"$f":"VLOOKUP($B132,'IEA EFs - Grid'!$A$5:$BD$174,BM$11,FALSE)","v":365.9890083547981},{"$f":"VLOOKUP($B132,'IEA EFs - Grid'!$A$5:$BD$174,BN$11,FALSE)","v":364.18789540984841},{"$f":"VLOOKUP($B132,'IEA EFs - Grid'!$A$5:$BD$174,BO$11,FALSE)","v":362.38678246489866},{"$f":"VLOOKUP($B132,'IEA EFs - Grid'!$A$5:$BD$174,BP$11,FALSE)","v":360.58566951994896},{"$f":"VLOOKUP($B132,'IEA EFs - Grid'!$A$5:$BD$174,BQ$11,FALSE)","v":358.78455657499921},{"$f":"VLOOKUP($B132,'IEA EFs - Grid'!$A$5:$BD$174,BR$11,FALSE)","v":356.98344363004952},{"$f":"VLOOKUP($B132,'IEA EFs - Grid'!$A$5:$BD$174,BS$11,FALSE)","v":359.11844982929284},{"$f":"VLOOKUP($B132,'IEA EFs - Grid'!$A$5:$BD$174,BT$11,FALSE)","v":361.25345602853616},{"$f":"VLOOKUP($B132,'IEA EFs - Grid'!$A$5:$BD$174,BU$11,FALSE)","v":363.38846222777954},{"$f":"VLOOKUP($B132,'IEA EFs - Grid'!$A$5:$BD$174,BV$11,FALSE)","v":365.52346842702286},{"$f":"VLOOKUP($B132,'IEA EFs - Grid'!$A$5:$BD$174,BW$11,FALSE)","v":367.65847462626618},{"$f":"VLOOKUP($B132,'IEA EFs - Grid'!$A$5:$BD$174,BX$11,FALSE)","v":369.11401993562964},{"$f":"VLOOKUP($B132,'IEA EFs - Grid'!$A$5:$BD$174,BY$11,FALSE)","v":370.56956524499304},{"$f":"VLOOKUP($B132,'IEA EFs - Grid'!$A$5:$BD$174,BZ$11,FALSE)","v":372.02511055435656},{"$f":"VLOOKUP($B132,'IEA EFs - Grid'!$A$5:$BD$174,CA$11,FALSE)","v":373.48065586371996},{"$f":"VLOOKUP($B132,'IEA EFs - Grid'!$A$5:$BD$174,CB$11,FALSE)","v":374.93620117308342},{"$f":"CB132","v":374.93620117308342},374.93620117308342,374.93620117308342,374.93620117308342,374.93620117308342,374.93620117308342,374.93620117308342,374.93620117308342,374.93620117308342,374.93620117308342,374.93620117308342,374.93620117308342,374.93620117308342,374.93620117308342,374.93620117308342,374.93620117308342,374.93620117308342,374.93620117308342,374.93620117308342,374.93620117308342,374.93620117308342,374.93620117308342,374.93620117308342,374.93620117308342,374.93620117308342,374.93620117308342,374.93620117308342,374.93620117308342,374.93620117308342,374.93620117308342]
["Brazil","Brazil",98.173900000000003,1409.4494,726.96900000000005,428.30650000000003,null,510,511,512,513,514,515,516,517,518,519,520,521,522,523,524,525,526,527,528,529,530,531,532,533,534,535,536,537,538,539,540,541,542,543,544,545,546,547,548,549,550,null,{"$f":"VLOOKUP($B133,'IEA EFs - Grid'!$A$5:$BD$174,AX$11,FALSE)","v":86.462199999999996},{"$f":"VLOOKUP($B133,'IEA EFs - Grid'!$A$5:$BD$174,AY$11,FALSE)","v":67.890799999999999},{"$f":"VLOOKUP($B133,'IEA EFs - Grid'!$A$5:$BD$174,AZ$11,FALSE)","v":98.173900000000003},{"$f":"VLOOKUP($B133,'IEA EFs - Grid'!$A$5:$BD$174,BA$11,FALSE)","v":102.3032817655849},{"$f":"VLOOKUP($B133,'IEA EFs - Grid'!$A$5:$BD$174,BB$11,FALSE)","v":106.43266353116982},{"$f":"VLOOKUP($B133,'IEA EFs - Grid'!$A$5:$BD$174,BC$11,FALSE)","v":110.56204529675472},{"$f":"VLOOKUP($B133,'IEA EFs - Grid'!$A$5:$BD$174,BD$11,FALSE)","v":111.04499153313152},{"$f":"VLOOKUP($B133,'IEA EFs - Grid'!$A$5:$BD$174,BE$11,FALSE)","v":111.52793776950836},{"$f":"VLOOKUP($B133,'IEA EFs - Grid'!$A$5:$BD$174,BF$11,FALSE)","v":112.01088400588515},{"$f":"VLOOKUP($B133,'IEA EFs - Grid'!$A$5:$BD$174,BG$11,FALSE)","v":112.49383024226196},{"$f":"VLOOKUP($B133,'IEA EFs - Grid'!$A$5:$BD$174,BH$11,FALSE)","v":112.97677647863877},{"$f":"VLOOKUP($B133,'IEA EFs - Grid'!$A$5:$BD$174,BI$11,FALSE)","v":115.4337378880106},{"$f":"VLOOKUP($B133,'IEA EFs - Grid'!$A$5:$BD$174,BJ$11,FALSE)","v":117.89069929738247},{"$f":"VLOOKUP($B133,'IEA EFs - Grid'!$A$5:$BD$174,BK$11,FALSE)","v":120.34766070675431},{"$f":"VLOOKUP($B133,'IEA EFs - Grid'!$A$5:$BD$174,BL$11,FALSE)","v":122.80462211612617},{"$f":"VLOOKUP($B133,'IEA EFs - Grid'!$A$5:$BD$174,BM$11,FALSE)","v":125.261583525498},{"$f":"VLOOKUP($B133,'IEA EFs - Grid'!$A$5:$BD$174,BN$11,FALSE)","v":126.53894492803951},{"$f":"VLOOKUP($B133,'IEA EFs - Grid'!$A$5:$BD$174,BO$11,FALSE)","v":127.81630633058104},{"$f":"VLOOKUP($B133,'IEA EFs - Grid'!$A$5:$BD$174,BP$11,FALSE)","v":129.09366773312257},{"$f":"VLOOKUP($B133,'IEA EFs - Grid'!$A$5:$BD$174,BQ$11,FALSE)","v":130.37102913566412},{"$f":"VLOOKUP($B133,'IEA EFs - Grid'!$A$5:$BD$174,BR$11,FALSE)","v":131.64839053820563},{"$f":"VLOOKUP($B133,'IEA EFs - Grid'!$A$5:$BD$174,BS$11,FALSE)","v":134.25965543749192},{"$f":"VLOOKUP($B133,'IEA EFs - Grid'!$A$5:$BD$174,BT$11,FALSE)","v":136.87092033677823},{"$f":"VLOOKUP($B133,'IEA EFs - Grid'!$A$5:$BD$174,BU$11,FALSE)","v":139.48218523606448},{"$f":"VLOOKUP($B133,'IEA EFs - Grid'!$A$5:$BD$174,BV$11,FALSE)","v":142.09345013535076},{"$f":"VLOOKUP($B133,'IEA EFs - Grid'!$A$5:$BD$174,BW$11,FALSE)","v":144.70471503463708},{"$f":"VLOOKUP($B133,'IEA EFs - Grid'!$A$5:$BD$174,BX$11,FALSE)","v":146.61287542488992},{"$f":"VLOOKUP($B133,'IEA EFs - Grid'!$A$5:$BD$174,BY$11,FALSE)","v":148.5210358151428},{"$f":"VLOOKUP($B133,'IEA EFs - Grid'!$A$5:$BD$174,BZ$11,FALSE)","v":150.42919620539567},{"$f":"VLOOKUP($B133,'IEA EFs - Grid'!$A$5:$BD$174,CA$11,FALSE)","v":152.33735659564854},{"$f":"VLOOKUP($B133,'IEA EFs - Grid'!$A$5:$BD$174,CB$11,FALSE)","v":154.24551698590142},{"$f":"CB133","v":154.24551698590142},154.24551698590142,154.24551698590142,154.24551698590142,154.24551698590142,154.24551698590142,154.24551698590142,154.24551698590142,154.24551698590142,154.24551698590142,154.24551698590142,154.24551698590142,154.24551698590142,154.24551698590142,154.24551698590142,154.24551698590142,154.24551698590142,154.24551698590142,154.24551698590142,154.24551698590142,154.24551698590142,154.24551698590142,154.24551698590142,154.24551698590142,154.24551698590142,154.24551698590142,154.24551698590142,154.24551698590142,154.24551698590142,154.24551698590142]
["Colombia","Colombia",122.7676,959.6617,921.27110000000005,451.85820000000001,null,510,511,512,513,514,515,516,517,518,519,520,521,522,523,524,525,526,527,528,529,530,531,532,533,534,535,536,537,538,539,540,541,542,543,544,545,546,547,548,549,550,null,{"$f":"VLOOKUP($B134,'IEA EFs - Grid'!$A$5:$BD$174,AX$11,FALSE)","v":178.39089999999999},{"$f":"VLOOKUP($B134,'IEA EFs - Grid'!$A$5:$BD$174,AY$11,FALSE)","v":104.31570000000001},{"$f":"VLOOKUP($B134,'IEA EFs - Grid'!$A$5:$BD$174,AZ$11,FALSE)","v":122.7676},{"$f":"VLOOKUP($B134,'IEA EFs - Grid'!$A$5:$BD$174,BA$11,FALSE)","v":121.56839909598465},{"$f":"VLOOKUP($B134,'IEA EFs - Grid'!$A$5:$BD$174,BB$11,FALSE)","v":120.36919819196932},{"$f":"VLOOKUP($B134,'IEA EFs - Grid'!$A$5:$BD$174,BC$11,FALSE)","v":119.16999728795396},{"$f":"VLOOKUP($B134,'IEA EFs - Grid'!$A$5:$BD$174,BD$11,FALSE)","v":117.09526935858784},{"$f":"VLOOKUP($B134,'IEA EFs - Grid'!$A$5:$BD$174,BE$11,FALSE)","v":115.02054142922169},{"$f":"VLOOKUP($B134,'IEA EFs - Grid'!$A$5:$BD$174,BF$11,FALSE)","v":112.94581349985557},{"$f":"VLOOKUP($B134,'IEA EFs - Grid'!$A$5:$BD$174,BG$11,FALSE)","v":110.87108557048943},{"$f":"VLOOKUP($B134,'IEA EFs - Grid'!$A$5:$BD$174,BH$11,FALSE)","v":108.79635764112331},{"$f":"VLOOKUP($B134,'IEA EFs - Grid'!$A$5:$BD$174,BI$11,FALSE)","v":108.11797331894657},{"$f":"VLOOKUP($B134,'IEA EFs - Grid'!$A$5:$BD$174,BJ$11,FALSE)","v":107.43958899676984},{"$f":"VLOOKUP($B134,'IEA EFs - Grid'!$A$5:$BD$174,BK$11,FALSE)","v":106.76120467459312},{"$f":"VLOOKUP($B134,'IEA EFs - Grid'!$A$5:$BD$174,BL$11,FALSE)","v":106.08282035241639},{"$f":"VLOOKUP($B134,'IEA EFs - Grid'!$A$5:$BD$174,BM$11,FALSE)","v":105.40443603023967},{"$f":"VLOOKUP($B134,'IEA EFs - Grid'!$A$5:$BD$174,BN$11,FALSE)","v":104.88571746259038},{"$f":"VLOOKUP($B134,'IEA EFs - Grid'!$A$5:$BD$174,BO$11,FALSE)","v":104.36699889494106},{"$f":"VLOOKUP($B134,'IEA EFs - Grid'!$A$5:$BD$174,BP$11,FALSE)","v":103.84828032729177},{"$f":"VLOOKUP($B134,'IEA EFs - Grid'!$A$5:$BD$174,BQ$11,FALSE)","v":103.32956175964246},{"$f":"VLOOKUP($B134,'IEA EFs - Grid'!$A$5:$BD$174,BR$11,FALSE)","v":102.81084319199317},{"$f":"VLOOKUP($B134,'IEA EFs - Grid'!$A$5:$BD$174,BS$11,FALSE)","v":103.42572265343904},{"$f":"VLOOKUP($B134,'IEA EFs - Grid'!$A$5:$BD$174,BT$11,FALSE)","v":104.0406021148849},{"$f":"VLOOKUP($B134,'IEA EFs - Grid'!$A$5:$BD$174,BU$11,FALSE)","v":104.65548157633079},{"$f":"VLOOKUP($B134,'IEA EFs - Grid'!$A$5:$BD$174,BV$11,FALSE)","v":105.27036103777667},{"$f":"VLOOKUP($B134,'IEA EFs - Grid'!$A$5:$BD$174,BW$11,FALSE)","v":105.88524049922253},{"$f":"VLOOKUP($B134,'IEA EFs - Grid'!$A$5:$BD$174,BX$11,FALSE)","v":106.30443596397045},{"$f":"VLOOKUP($B134,'IEA EFs - Grid'!$A$5:$BD$174,BY$11,FALSE)","v":106.72363142871835},{"$f":"VLOOKUP($B134,'IEA EFs - Grid'!$A$5:$BD$174,BZ$11,FALSE)","v":107.14282689346626},{"$f":"VLOOKUP($B134,'IEA EFs - Grid'!$A$5:$BD$174,CA$11,FALSE)","v":107.56202235821416},{"$f":"VLOOKUP($B134,'IEA EFs - Grid'!$A$5:$BD$174,CB$11,FALSE)","v":107.98121782296208},{"$f":"CB134","v":107.98121782296208},107.98121782296208,107.98121782296208,107.98121782296208,107.98121782296208,107.98121782296208,107.98121782296208,107.98121782296208,107.98121782296208,107.98121782296208,107.98121782296208,107.98121782296208,107.98121782296208,107.98121782296208,107.98121782296208,107.98121782296208,107.98121782296208,107.98121782296208,107.98121782296208,107.98121782296208,107.98121782296208,107.98121782296208,107.98121782296208,107.98121782296208,107.98121782296208,107.98121782296208,107.98121782296208,107.98121782296208,107.98121782296208,107.98121782296208]
["Costa Rica","Costa Rica",54.355699999999999,{"$f":"$D$153","v":1240.4880000000001},666.34820000000002,{"$f":"$F$153","v":502.83659999999998},null,510,511,512,513,514,515,516,517,518,519,520,521,522,523,524,525,526,527,528,529,530,531,532,533,534,535,536,537,538,539,540,541,542,543,544,545,{"$f":"MOD(AR134,100)+500","v":546},547,548,549,550,null,{"$f":"VLOOKUP($B135,'IEA EFs - Grid'!$A$5:$BD$174,AX$11,FALSE)","v":55.706400000000002},{"$f":"VLOOKUP($B135,'IEA EFs - Grid'!$A$5:$BD$174,AY$11,FALSE)","v":63.75},{"$f":"VLOOKUP($B135,'IEA EFs - Grid'!$A$5:$BD$174,AZ$11,FALSE)","v":54.355699999999999},{"$f":"VLOOKUP($B135,'IEA EFs - Grid'!$A$5:$BD$174,BA$11,FALSE)","v":53.824750428790757},{"$f":"VLOOKUP($B135,'IEA EFs - Grid'!$A$5:$BD$174,BB$11,FALSE)","v":53.29380085758153},{"$f":"VLOOKUP($B135,'IEA EFs - Grid'!$A$5:$BD$174,BC$11,FALSE)","v":52.762851286372289},{"$f":"VLOOKUP($B135,'IEA EFs - Grid'!$A$5:$BD$174,BD$11,FALSE)","v":51.844259663580559},{"$f":"VLOOKUP($B135,'IEA EFs - Grid'!$A$5:$BD$174,BE$11,FALSE)","v":50.925668040788821},{"$f":"VLOOKUP($B135,'IEA EFs - Grid'!$A$5:$BD$174,BF$11,FALSE)","v":50.007076417997091},{"$f":"VLOOKUP($B135,'IEA EFs - Grid'!$A$5:$BD$174,BG$11,FALSE)","v":49.088484795205353},{"$f":"VLOOKUP($B135,'IEA EFs - Grid'!$A$5:$BD$174,BH$11,FALSE)","v":48.169893172413623},{"$f":"VLOOKUP($B135,'IEA EFs - Grid'!$A$5:$BD$174,BI$11,FALSE)","v":47.869536606830017},{"$f":"VLOOKUP($B135,'IEA EFs - Grid'!$A$5:$BD$174,BJ$11,FALSE)","v":47.569180041246412},{"$f":"VLOOKUP($B135,'IEA EFs - Grid'!$A$5:$BD$174,BK$11,FALSE)","v":47.268823475662806},{"$f":"VLOOKUP($B135,'IEA EFs - Grid'!$A$5:$BD$174,BL$11,FALSE)","v":46.968466910079201},{"$f":"VLOOKUP($B135,'IEA EFs - Grid'!$A$5:$BD$174,BM$11,FALSE)","v":46.668110344495595},{"$f":"VLOOKUP($B135,'IEA EFs - Grid'!$A$5:$BD$174,BN$11,FALSE)","v":46.438446240549808},{"$f":"VLOOKUP($B135,'IEA EFs - Grid'!$A$5:$BD$174,BO$11,FALSE)","v":46.208782136604015},{"$f":"VLOOKUP($B135,'IEA EFs - Grid'!$A$5:$BD$174,BP$11,FALSE)","v":45.979118032658228},{"$f":"VLOOKUP($B135,'IEA EFs - Grid'!$A$5:$BD$174,BQ$11,FALSE)","v":45.749453928712434},{"$f":"VLOOKUP($B135,'IEA EFs - Grid'!$A$5:$BD$174,BR$11,FALSE)","v":45.519789824766647},{"$f":"VLOOKUP($B135,'IEA EFs - Grid'!$A$5:$BD$174,BS$11,FALSE)","v":45.792029434749359},{"$f":"VLOOKUP($B135,'IEA EFs - Grid'!$A$5:$BD$174,BT$11,FALSE)","v":46.064269044732072},{"$f":"VLOOKUP($B135,'IEA EFs - Grid'!$A$5:$BD$174,BU$11,FALSE)","v":46.336508654714791},{"$f":"VLOOKUP($B135,'IEA EFs - Grid'!$A$5:$BD$174,BV$11,FALSE)","v":46.608748264697503},{"$f":"VLOOKUP($B135,'IEA EFs - Grid'!$A$5:$BD$174,BW$11,FALSE)","v":46.880987874680216},{"$f":"VLOOKUP($B135,'IEA EFs - Grid'!$A$5:$BD$174,BX$11,FALSE)","v":47.066587845056745},{"$f":"VLOOKUP($B135,'IEA EFs - Grid'!$A$5:$BD$174,BY$11,FALSE)","v":47.252187815433274},{"$f":"VLOOKUP($B135,'IEA EFs - Grid'!$A$5:$BD$174,BZ$11,FALSE)","v":47.43778778580981},{"$f":"VLOOKUP($B135,'IEA EFs - Grid'!$A$5:$BD$174,CA$11,FALSE)","v":47.623387756186339},{"$f":"VLOOKUP($B135,'IEA EFs - Grid'!$A$5:$BD$174,CB$11,FALSE)","v":47.808987726562876},{"$f":"CB135","v":47.808987726562876},47.808987726562876,47.808987726562876,47.808987726562876,47.808987726562876,47.808987726562876,47.808987726562876,47.808987726562876,47.808987726562876,47.808987726562876,47.808987726562876,47.808987726562876,47.808987726562876,47.808987726562876,47.808987726562876,47.808987726562876,47.808987726562876,47.808987726562876,47.808987726562876,47.808987726562876,47.808987726562876,47.808987726562876,47.808987726562876,47.808987726562876,47.808987726562876,47.808987726562876,47.808987726562876,47.808987726562876,47.808987726562876,47.808987726562876]
["Cuba","Cuba",897.25570000000005,{"$f":"$D$153","v":1240.4880000000001},989.4932,502.23230000000001,null,510,511,512,513,514,515,516,517,518,519,520,521,522,523,524,525,526,527,528,529,530,{"$f":"MOD(AC135,100)+500","v":531},532,533,534,535,536,537,538,539,540,541,542,543,544,545,546,547,548,549,550,null,{"$f":"VLOOKUP($B136,'IEA EFs - Grid'!$A$5:$BD$174,AX$11,FALSE)","v":1014.4408},{"$f":"VLOOKUP($B136,'IEA EFs - Grid'!$A$5:$BD$174,AY$11,FALSE)","v":943.85519999999997},{"$f":"VLOOKUP($B136,'IEA EFs - Grid'!$A$5:$BD$174,AZ$11,FALSE)","v":897.25570000000005},{"$f":"VLOOKUP($B136,'IEA EFs - Grid'!$A$5:$BD$174,BA$11,FALSE)","v":888.49125525584179},{"$f":"VLOOKUP($B136,'IEA EFs - Grid'!$A$5:$BD$174,BB$11,FALSE)","v":879.72681051168365},{"$f":"VLOOKUP($B136,'IEA EFs - Grid'!$A$5:$BD$174,BC$11,FALSE)","v":870.9623657675254},{"$f":"VLOOKUP($B136,'IEA EFs - Grid'!$A$5:$BD$174,BD$11,FALSE)","v":855.79906974664573},{"$f":"VLOOKUP($B136,'IEA EFs - Grid'!$A$5:$BD$174,BE$11,FALSE)","v":840.63577372576583},{"$f":"VLOOKUP($B136,'IEA EFs - Grid'!$A$5:$BD$174,BF$11,FALSE)","v":825.47247770488616},{"$f":"VLOOKUP($B136,'IEA EFs - Grid'!$A$5:$BD$174,BG$11,FALSE)","v":810.30918168400626},{"$f":"VLOOKUP($B136,'IEA EFs - Grid'!$A$5:$BD$174,BH$11,FALSE)","v":795.14588566312659},{"$f":"VLOOKUP($B136,'IEA EFs - Grid'!$A$5:$BD$174,BI$11,FALSE)","v":790.1878657958024},{"$f":"VLOOKUP($B136,'IEA EFs - Grid'!$A$5:$BD$174,BJ$11,FALSE)","v":785.2298459284782},{"$f":"VLOOKUP($B136,'IEA EFs - Grid'!$A$5:$BD$174,BK$11,FALSE)","v":780.271826061154},{"$f":"VLOOKUP($B136,'IEA EFs - Grid'!$A$5:$BD$174,BL$11,FALSE)","v":775.31380619382981},{"$f":"VLOOKUP($B136,'IEA EFs - Grid'!$A$5:$BD$174,BM$11,FALSE)","v":770.35578632650561},{"$f":"VLOOKUP($B136,'IEA EFs - Grid'!$A$5:$BD$174,BN$11,FALSE)","v":766.56469493497264},{"$f":"VLOOKUP($B136,'IEA EFs - Grid'!$A$5:$BD$174,BO$11,FALSE)","v":762.77360354343955},{"$f":"VLOOKUP($B136,'IEA EFs - Grid'!$A$5:$BD$174,BP$11,FALSE)","v":758.98251215190658},{"$f":"VLOOKUP($B136,'IEA EFs - Grid'!$A$5:$BD$174,BQ$11,FALSE)","v":755.19142076037349},{"$f":"VLOOKUP($B136,'IEA EFs - Grid'!$A$5:$BD$174,BR$11,FALSE)","v":751.40032936884052},{"$f":"VLOOKUP($B136,'IEA EFs - Grid'!$A$5:$BD$174,BS$11,FALSE)","v":755.89421946358243},{"$f":"VLOOKUP($B136,'IEA EFs - Grid'!$A$5:$BD$174,BT$11,FALSE)","v":760.38810955832435},{"$f":"VLOOKUP($B136,'IEA EFs - Grid'!$A$5:$BD$174,BU$11,FALSE)","v":764.88199965306637},{"$f":"VLOOKUP($B136,'IEA EFs - Grid'!$A$5:$BD$174,BV$11,FALSE)","v":769.3758897478084},{"$f":"VLOOKUP($B136,'IEA EFs - Grid'!$A$5:$BD$174,BW$11,FALSE)","v":773.86977984255032},{"$f":"VLOOKUP($B136,'IEA EFs - Grid'!$A$5:$BD$174,BX$11,FALSE)","v":776.93349958749286},{"$f":"VLOOKUP($B136,'IEA EFs - Grid'!$A$5:$BD$174,BY$11,FALSE)","v":779.99721933243529},{"$f":"VLOOKUP($B136,'IEA EFs - Grid'!$A$5:$BD$174,BZ$11,FALSE)","v":783.06093907737795},{"$f":"VLOOKUP($B136,'IEA EFs - Grid'!$A$5:$BD$174,CA$11,FALSE)","v":786.12465882232038},{"$f":"VLOOKUP($B136,'IEA EFs - Grid'!$A$5:$BD$174,CB$11,FALSE)","v":789.18837856726293},{"$f":"CB136","v":789.18837856726293},789.18837856726293,789.18837856726293,789.18837856726293,789.18837856726293,789.18837856726293,789.18837856726293,789.18837856726293,789.18837856726293,789.18837856726293,789.18837856726293,789.18837856726293,789.18837856726293,789.18837856726293,789.18837856726293,789.18837856726293,789.18837856726293,789.18837856726293,789.18837856726293,789.18837856726293,789.18837856726293,789.18837856726293,789.18837856726293,789.18837856726293,789.18837856726293,789.18837856726293,789.18837856726293,789.18837856726293,789.18837856726293,789.18837856726293]
["Dominican Republic","Dominican Republic",555.25109999999995,953.69870000000003,616.92409999999995,458.23329999999999,null,510,511,512,513,514,515,516,517,518,519,520,521,522,523,524,525,526,527,528,529,530,531,532,533,534,535,536,537,538,539,540,541,542,543,544,545,546,547,548,549,550,null,{"$f":"VLOOKUP($B137,'IEA EFs - Grid'!$A$5:$BD$174,AX$11,FALSE)","v":595.55409999999995},{"$f":"VLOOKUP($B137,'IEA EFs - Grid'!$A$5:$BD$174,AY$11,FALSE)","v":594.1232},{"$f":"VLOOKUP($B137,'IEA EFs - Grid'!$A$5:$BD$174,AZ$11,FALSE)","v":555.25109999999995},{"$f":"VLOOKUP($B137,'IEA EFs - Grid'!$A$5:$BD$174,BA$11,FALSE)","v":549.82737565354762},{"$f":"VLOOKUP($B137,'IEA EFs - Grid'!$A$5:$BD$174,BB$11,FALSE)","v":544.4036513070954},{"$f":"VLOOKUP($B137,'IEA EFs - Grid'!$A$5:$BD$174,BC$11,FALSE)","v":538.97992696064307},{"$f":"VLOOKUP($B137,'IEA EFs - Grid'!$A$5:$BD$174,BD$11,FALSE)","v":529.59638468253991},{"$f":"VLOOKUP($B137,'IEA EFs - Grid'!$A$5:$BD$174,BE$11,FALSE)","v":520.21284240443663},{"$f":"VLOOKUP($B137,'IEA EFs - Grid'!$A$5:$BD$174,BF$11,FALSE)","v":510.82930012633341},{"$f":"VLOOKUP($B137,'IEA EFs - Grid'!$A$5:$BD$174,BG$11,FALSE)","v":501.44575784823013},{"$f":"VLOOKUP($B137,'IEA EFs - Grid'!$A$5:$BD$174,BH$11,FALSE)","v":492.06221557012697},{"$f":"VLOOKUP($B137,'IEA EFs - Grid'!$A$5:$BD$174,BI$11,FALSE)","v":488.99403112153152},{"$f":"VLOOKUP($B137,'IEA EFs - Grid'!$A$5:$BD$174,BJ$11,FALSE)","v":485.92584667293607},{"$f":"VLOOKUP($B137,'IEA EFs - Grid'!$A$5:$BD$174,BK$11,FALSE)","v":482.85766222434063},{"$f":"VLOOKUP($B137,'IEA EFs - Grid'!$A$5:$BD$174,BL$11,FALSE)","v":479.78947777574524},{"$f":"VLOOKUP($B137,'IEA EFs - Grid'!$A$5:$BD$174,BM$11,FALSE)","v":476.72129332714979},{"$f":"VLOOKUP($B137,'IEA EFs - Grid'!$A$5:$BD$174,BN$11,FALSE)","v":474.37524229025007},{"$f":"VLOOKUP($B137,'IEA EFs - Grid'!$A$5:$BD$174,BO$11,FALSE)","v":472.02919125335023},{"$f":"VLOOKUP($B137,'IEA EFs - Grid'!$A$5:$BD$174,BP$11,FALSE)","v":469.68314021645051},{"$f":"VLOOKUP($B137,'IEA EFs - Grid'!$A$5:$BD$174,BQ$11,FALSE)","v":467.33708917955067},{"$f":"VLOOKUP($B137,'IEA EFs - Grid'!$A$5:$BD$174,BR$11,FALSE)","v":464.99103814265095},{"$f":"VLOOKUP($B137,'IEA EFs - Grid'!$A$5:$BD$174,BS$11,FALSE)","v":467.77200394580444},{"$f":"VLOOKUP($B137,'IEA EFs - Grid'!$A$5:$BD$174,BT$11,FALSE)","v":470.55296974895793},{"$f":"VLOOKUP($B137,'IEA EFs - Grid'!$A$5:$BD$174,BU$11,FALSE)","v":473.33393555211148},{"$f":"VLOOKUP($B137,'IEA EFs - Grid'!$A$5:$BD$174,BV$11,FALSE)","v":476.11490135526503},{"$f":"VLOOKUP($B137,'IEA EFs - Grid'!$A$5:$BD$174,BW$11,FALSE)","v":478.89586715841853},{"$f":"VLOOKUP($B137,'IEA EFs - Grid'!$A$5:$BD$174,BX$11,FALSE)","v":480.79179689001126},{"$f":"VLOOKUP($B137,'IEA EFs - Grid'!$A$5:$BD$174,BY$11,FALSE)","v":482.68772662160399},{"$f":"VLOOKUP($B137,'IEA EFs - Grid'!$A$5:$BD$174,BZ$11,FALSE)","v":484.58365635319677},{"$f":"VLOOKUP($B137,'IEA EFs - Grid'!$A$5:$BD$174,CA$11,FALSE)","v":486.4795860847895},{"$f":"VLOOKUP($B137,'IEA EFs - Grid'!$A$5:$BD$174,CB$11,FALSE)","v":488.37551581638229},{"$f":"CB137","v":488.37551581638229},488.37551581638229,488.37551581638229,488.37551581638229,488.37551581638229,488.37551581638229,488.37551581638229,488.37551581638229,488.37551581638229,488.37551581638229,488.37551581638229,488.37551581638229,488.37551581638229,488.37551581638229,488.37551581638229,488.37551581638229,488.37551581638229,488.37551581638229,488.37551581638229,488.37551581638229,488.37551581638229,488.37551581638229,488.37551581638229,488.37551581638229,488.37551581638229,488.37551581638229,488.37551581638229,488.37551581638229,488.37551581638229,488.37551581638229]
["Ecuador","Ecuador",313.02069999999998,{"$f":"$D$153","v":1240.4880000000001},752.96360000000004,490.99270000000001,null,510,511,512,513,514,515,516,517,518,519,520,521,522,523,524,525,526,527,528,529,530,531,532,533,534,535,536,537,538,539,540,541,542,543,544,545,546,547,548,549,550,null,{"$f":"VLOOKUP($B138,'IEA EFs - Grid'!$A$5:$BD$174,AX$11,FALSE)","v":387.35879999999997},{"$f":"VLOOKUP($B138,'IEA EFs - Grid'!$A$5:$BD$174,AY$11,FALSE)","v":338.16370000000001},{"$f":"VLOOKUP($B138,'IEA EFs - Grid'!$A$5:$BD$174,AZ$11,FALSE)","v":313.02069999999998},{"$f":"VLOOKUP($B138,'IEA EFs - Grid'!$A$5:$BD$174,BA$11,FALSE)","v":309.96309598708842},{"$f":"VLOOKUP($B138,'IEA EFs - Grid'!$A$5:$BD$174,BB$11,FALSE)","v":306.90549197417693},{"$f":"VLOOKUP($B138,'IEA EFs - Grid'!$A$5:$BD$174,BC$11,FALSE)","v":303.84788796126537},{"$f":"VLOOKUP($B138,'IEA EFs - Grid'!$A$5:$BD$174,BD$11,FALSE)","v":298.55795162008303},{"$f":"VLOOKUP($B138,'IEA EFs - Grid'!$A$5:$BD$174,BE$11,FALSE)","v":293.26801527890069},{"$f":"VLOOKUP($B138,'IEA EFs - Grid'!$A$5:$BD$174,BF$11,FALSE)","v":287.97807893771835},{"$f":"VLOOKUP($B138,'IEA EFs - Grid'!$A$5:$BD$174,BG$11,FALSE)","v":282.68814259653595},{"$f":"VLOOKUP($B138,'IEA EFs - Grid'!$A$5:$BD$174,BH$11,FALSE)","v":277.39820625535367},{"$f":"VLOOKUP($B138,'IEA EFs - Grid'!$A$5:$BD$174,BI$11,FALSE)","v":275.66852891868842},{"$f":"VLOOKUP($B138,'IEA EFs - Grid'!$A$5:$BD$174,BJ$11,FALSE)","v":273.93885158202318},{"$f":"VLOOKUP($B138,'IEA EFs - Grid'!$A$5:$BD$174,BK$11,FALSE)","v":272.20917424535793},{"$f":"VLOOKUP($B138,'IEA EFs - Grid'!$A$5:$BD$174,BL$11,FALSE)","v":270.47949690869268},{"$f":"VLOOKUP($B138,'IEA EFs - Grid'!$A$5:$BD$174,BM$11,FALSE)","v":268.74981957202743},{"$f":"VLOOKUP($B138,'IEA EFs - Grid'!$A$5:$BD$174,BN$11,FALSE)","v":267.42724220512787},{"$f":"VLOOKUP($B138,'IEA EFs - Grid'!$A$5:$BD$174,BO$11,FALSE)","v":266.10466483822825},{"$f":"VLOOKUP($B138,'IEA EFs - Grid'!$A$5:$BD$174,BP$11,FALSE)","v":264.78208747132868},{"$f":"VLOOKUP($B138,'IEA EFs - Grid'!$A$5:$BD$174,BQ$11,FALSE)","v":263.45951010442906},{"$f":"VLOOKUP($B138,'IEA EFs - Grid'!$A$5:$BD$174,BR$11,FALSE)","v":262.13693273752949},{"$f":"VLOOKUP($B138,'IEA EFs - Grid'!$A$5:$BD$174,BS$11,FALSE)","v":263.70469165305286},{"$f":"VLOOKUP($B138,'IEA EFs - Grid'!$A$5:$BD$174,BT$11,FALSE)","v":265.27245056857623},{"$f":"VLOOKUP($B138,'IEA EFs - Grid'!$A$5:$BD$174,BU$11,FALSE)","v":266.84020948409966},{"$f":"VLOOKUP($B138,'IEA EFs - Grid'!$A$5:$BD$174,BV$11,FALSE)","v":268.40796839962309},{"$f":"VLOOKUP($B138,'IEA EFs - Grid'!$A$5:$BD$174,BW$11,FALSE)","v":269.97572731514646},{"$f":"VLOOKUP($B138,'IEA EFs - Grid'!$A$5:$BD$174,BX$11,FALSE)","v":271.04455050475201},{"$f":"VLOOKUP($B138,'IEA EFs - Grid'!$A$5:$BD$174,BY$11,FALSE)","v":272.11337369435751},{"$f":"VLOOKUP($B138,'IEA EFs - Grid'!$A$5:$BD$174,BZ$11,FALSE)","v":273.18219688396306},{"$f":"VLOOKUP($B138,'IEA EFs - Grid'!$A$5:$BD$174,CA$11,FALSE)","v":274.25102007356855},{"$f":"VLOOKUP($B138,'IEA EFs - Grid'!$A$5:$BD$174,CB$11,FALSE)","v":275.31984326317411},{"$f":"CB138","v":275.31984326317411},275.31984326317411,275.31984326317411,275.31984326317411,275.31984326317411,275.31984326317411,275.31984326317411,275.31984326317411,275.31984326317411,275.31984326317411,275.31984326317411,275.31984326317411,275.31984326317411,275.31984326317411,275.31984326317411,275.31984326317411,275.31984326317411,275.31984326317411,275.31984326317411,275.31984326317411,275.31984326317411,275.31984326317411,275.31984326317411,275.31984326317411,275.31984326317411,275.31984326317411,275.31984326317411,275.31984326317411,275.31984326317411,275.31984326317411]
["El Salvador","El Salvador",238.35130000000001,{"$f":"$D$153","v":1240.4880000000001},662.95349999999996,{"$f":"$F$153","v":502.83659999999998},null,510,511,512,513,514,515,516,517,518,519,520,521,522,523,524,525,526,527,528,529,530,531,532,533,534,535,536,537,538,539,540,541,542,543,544,545,546,547,548,549,550,null,{"$f":"VLOOKUP($B139,'IEA EFs - Grid'!$A$5:$BD$174,AX$11,FALSE)","v":220.25700000000001},{"$f":"VLOOKUP($B139,'IEA EFs - Grid'!$A$5:$BD$174,AY$11,FALSE)","v":243.5341},{"$f":"VLOOKUP($B139,'IEA EFs - Grid'!$A$5:$BD$174,AZ$11,FALSE)","v":238.35130000000001},{"$f":"VLOOKUP($B139,'IEA EFs - Grid'!$A$5:$BD$174,BA$11,FALSE)","v":236.02307093603497},{"$f":"VLOOKUP($B139,'IEA EFs - Grid'!$A$5:$BD$174,BB$11,FALSE)","v":233.69484187206996},{"$f":"VLOOKUP($B139,'IEA EFs - Grid'!$A$5:$BD$174,BC$11,FALSE)","v":231.36661280810492},{"$f":"VLOOKUP($B139,'IEA EFs - Grid'!$A$5:$BD$174,BD$11,FALSE)","v":227.33856225477714},{"$f":"VLOOKUP($B139,'IEA EFs - Grid'!$A$5:$BD$174,BE$11,FALSE)","v":223.31051170144931},{"$f":"VLOOKUP($B139,'IEA EFs - Grid'!$A$5:$BD$174,BF$11,FALSE)","v":219.28246114812154},{"$f":"VLOOKUP($B139,'IEA EFs - Grid'!$A$5:$BD$174,BG$11,FALSE)","v":215.25441059479371},{"$f":"VLOOKUP($B139,'IEA EFs - Grid'!$A$5:$BD$174,BH$11,FALSE)","v":211.22636004146594},{"$f":"VLOOKUP($B139,'IEA EFs - Grid'!$A$5:$BD$174,BI$11,FALSE)","v":209.90928790606179},{"$f":"VLOOKUP($B139,'IEA EFs - Grid'!$A$5:$BD$174,BJ$11,FALSE)","v":208.59221577065765},{"$f":"VLOOKUP($B139,'IEA EFs - Grid'!$A$5:$BD$174,BK$11,FALSE)","v":207.2751436352535},{"$f":"VLOOKUP($B139,'IEA EFs - Grid'!$A$5:$BD$174,BL$11,FALSE)","v":205.95807149984935},{"$f":"VLOOKUP($B139,'IEA EFs - Grid'!$A$5:$BD$174,BM$11,FALSE)","v":204.64099936444521},{"$f":"VLOOKUP($B139,'IEA EFs - Grid'!$A$5:$BD$174,BN$11,FALSE)","v":203.63391569633288},{"$f":"VLOOKUP($B139,'IEA EFs - Grid'!$A$5:$BD$174,BO$11,FALSE)","v":202.62683202822052},{"$f":"VLOOKUP($B139,'IEA EFs - Grid'!$A$5:$BD$174,BP$11,FALSE)","v":201.61974836010819},{"$f":"VLOOKUP($B139,'IEA EFs - Grid'!$A$5:$BD$174,BQ$11,FALSE)","v":200.61266469199583},{"$f":"VLOOKUP($B139,'IEA EFs - Grid'!$A$5:$BD$174,BR$11,FALSE)","v":199.6055810238835},{"$f":"VLOOKUP($B139,'IEA EFs - Grid'!$A$5:$BD$174,BS$11,FALSE)","v":200.7993595043533},{"$f":"VLOOKUP($B139,'IEA EFs - Grid'!$A$5:$BD$174,BT$11,FALSE)","v":201.99313798482311},{"$f":"VLOOKUP($B139,'IEA EFs - Grid'!$A$5:$BD$174,BU$11,FALSE)","v":203.18691646529294},{"$f":"VLOOKUP($B139,'IEA EFs - Grid'!$A$5:$BD$174,BV$11,FALSE)","v":204.38069494576274},{"$f":"VLOOKUP($B139,'IEA EFs - Grid'!$A$5:$BD$174,BW$11,FALSE)","v":205.57447342623254},{"$f":"VLOOKUP($B139,'IEA EFs - Grid'!$A$5:$BD$174,BX$11,FALSE)","v":206.38833460765801},{"$f":"VLOOKUP($B139,'IEA EFs - Grid'!$A$5:$BD$174,BY$11,FALSE)","v":207.20219578908345},{"$f":"VLOOKUP($B139,'IEA EFs - Grid'!$A$5:$BD$174,BZ$11,FALSE)","v":208.01605697050894},{"$f":"VLOOKUP($B139,'IEA EFs - Grid'!$A$5:$BD$174,CA$11,FALSE)","v":208.82991815193438},{"$f":"VLOOKUP($B139,'IEA EFs - Grid'!$A$5:$BD$174,CB$11,FALSE)","v":209.64377933335984},{"$f":"CB139","v":209.64377933335984},209.64377933335984,209.64377933335984,209.64377933335984,209.64377933335984,209.64377933335984,209.64377933335984,209.64377933335984,209.64377933335984,209.64377933335984,209.64377933335984,209.64377933335984,209.64377933335984,209.64377933335984,209.64377933335984,209.64377933335984,209.64377933335984,209.64377933335984,209.64377933335984,209.64377933335984,209.64377933335984,209.64377933335984,209.64377933335984,209.64377933335984,209.64377933335984,209.64377933335984,209.64377933335984,209.64377933335984,209.64377933335984,209.64377933335984]
["Guatemala","Guatemala",254.23429999999999,960.22540000000004,640.81590000000006,502.83659999999998,null,510,511,512,513,514,515,516,517,518,519,520,521,522,523,524,525,526,527,528,529,530,531,532,533,534,535,536,537,538,539,540,541,542,543,544,545,546,547,548,549,550,null,{"$f":"VLOOKUP($B140,'IEA EFs - Grid'!$A$5:$BD$174,AX$11,FALSE)","v":281.64229999999998},{"$f":"VLOOKUP($B140,'IEA EFs - Grid'!$A$5:$BD$174,AY$11,FALSE)","v":268.11059999999998},{"$f":"VLOOKUP($B140,'IEA EFs - Grid'!$A$5:$BD$174,AZ$11,FALSE)","v":254.23429999999999},{"$f":"VLOOKUP($B140,'IEA EFs - Grid'!$A$5:$BD$174,BA$11,FALSE)","v":251.75092488806729},{"$f":"VLOOKUP($B140,'IEA EFs - Grid'!$A$5:$BD$174,BB$11,FALSE)","v":249.26754977613462},{"$f":"VLOOKUP($B140,'IEA EFs - Grid'!$A$5:$BD$174,BC$11,FALSE)","v":246.78417466420191},{"$f":"VLOOKUP($B140,'IEA EFs - Grid'!$A$5:$BD$174,BD$11,FALSE)","v":242.48770716941627},{"$f":"VLOOKUP($B140,'IEA EFs - Grid'!$A$5:$BD$174,BE$11,FALSE)","v":238.19123967463059},{"$f":"VLOOKUP($B140,'IEA EFs - Grid'!$A$5:$BD$174,BF$11,FALSE)","v":233.89477217984495},{"$f":"VLOOKUP($B140,'IEA EFs - Grid'!$A$5:$BD$174,BG$11,FALSE)","v":229.59830468505928},{"$f":"VLOOKUP($B140,'IEA EFs - Grid'!$A$5:$BD$174,BH$11,FALSE)","v":225.30183719027363},{"$f":"VLOOKUP($B140,'IEA EFs - Grid'!$A$5:$BD$174,BI$11,FALSE)","v":223.89699940506338},{"$f":"VLOOKUP($B140,'IEA EFs - Grid'!$A$5:$BD$174,BJ$11,FALSE)","v":222.49216161985316},{"$f":"VLOOKUP($B140,'IEA EFs - Grid'!$A$5:$BD$174,BK$11,FALSE)","v":221.08732383464294},{"$f":"VLOOKUP($B140,'IEA EFs - Grid'!$A$5:$BD$174,BL$11,FALSE)","v":219.68248604943273},{"$f":"VLOOKUP($B140,'IEA EFs - Grid'!$A$5:$BD$174,BM$11,FALSE)","v":218.27764826422251},{"$f":"VLOOKUP($B140,'IEA EFs - Grid'!$A$5:$BD$174,BN$11,FALSE)","v":217.20345562753889},{"$f":"VLOOKUP($B140,'IEA EFs - Grid'!$A$5:$BD$174,BO$11,FALSE)","v":216.12926299085524},{"$f":"VLOOKUP($B140,'IEA EFs - Grid'!$A$5:$BD$174,BP$11,FALSE)","v":215.05507035417162},{"$f":"VLOOKUP($B140,'IEA EFs - Grid'!$A$5:$BD$174,BQ$11,FALSE)","v":213.98087771748794},{"$f":"VLOOKUP($B140,'IEA EFs - Grid'!$A$5:$BD$174,BR$11,FALSE)","v":212.90668508080432},{"$f":"VLOOKUP($B140,'IEA EFs - Grid'!$A$5:$BD$174,BS$11,FALSE)","v":214.18001329985452},{"$f":"VLOOKUP($B140,'IEA EFs - Grid'!$A$5:$BD$174,BT$11,FALSE)","v":215.45334151890472},{"$f":"VLOOKUP($B140,'IEA EFs - Grid'!$A$5:$BD$174,BU$11,FALSE)","v":216.72666973795495},{"$f":"VLOOKUP($B140,'IEA EFs - Grid'!$A$5:$BD$174,BV$11,FALSE)","v":217.99999795700518},{"$f":"VLOOKUP($B140,'IEA EFs - Grid'!$A$5:$BD$174,BW$11,FALSE)","v":219.27332617605538},{"$f":"VLOOKUP($B140,'IEA EFs - Grid'!$A$5:$BD$174,BX$11,FALSE)","v":220.14142057183537},{"$f":"VLOOKUP($B140,'IEA EFs - Grid'!$A$5:$BD$174,BY$11,FALSE)","v":221.00951496761533},{"$f":"VLOOKUP($B140,'IEA EFs - Grid'!$A$5:$BD$174,BZ$11,FALSE)","v":221.87760936339535},{"$f":"VLOOKUP($B140,'IEA EFs - Grid'!$A$5:$BD$174,CA$11,FALSE)","v":222.74570375917531},{"$f":"VLOOKUP($B140,'IEA EFs - Grid'!$A$5:$BD$174,CB$11,FALSE)","v":223.6137981549553},{"$f":"CB140","v":223.6137981549553},223.6137981549553,223.6137981549553,223.6137981549553,223.6137981549553,223.6137981549553,223.6137981549553,223.6137981549553,223.6137981549553,223.6137981549553,223.6137981549553,223.6137981549553,223.6137981549553,223.6137981549553,223.6137981549553,223.6137981549553,223.6137981549553,223.6137981549553,223.6137981549553,223.6137981549553,223.6137981549553,223.6137981549553,223.6137981549553,223.6137981549553,223.6137981549553,223.6137981549553,223.6137981549553,223.6137981549553,223.6137981549553,223.6137981549553]
["Haiti","Haiti",591.67650000000003,{"$f":"$D$153","v":1240.4880000000001},687.30100000000004,502.83659999999998,null,510,511,512,513,514,515,516,517,518,519,520,521,522,523,524,525,526,527,528,529,530,531,532,533,534,535,536,537,538,539,540,541,542,543,544,545,546,547,548,549,550,null,{"$f":"VLOOKUP($B141,'IEA EFs - Grid'!$A$5:$BD$174,AX$11,FALSE)","v":467.3032},{"$f":"VLOOKUP($B141,'IEA EFs - Grid'!$A$5:$BD$174,AY$11,FALSE)","v":290.88760000000002},{"$f":"VLOOKUP($B141,'IEA EFs - Grid'!$A$5:$BD$174,AZ$11,FALSE)","v":591.67650000000003},{"$f":"VLOOKUP($B141,'IEA EFs - Grid'!$A$5:$BD$174,BA$11,FALSE)","v":585.89697027322654},{"$f":"VLOOKUP($B141,'IEA EFs - Grid'!$A$5:$BD$174,BB$11,FALSE)","v":580.11744054645317},{"$f":"VLOOKUP($B141,'IEA EFs - Grid'!$A$5:$BD$174,BC$11,FALSE)","v":574.33791081967968},{"$f":"VLOOKUP($B141,'IEA EFs - Grid'!$A$5:$BD$174,BD$11,FALSE)","v":564.33879248797325},{"$f":"VLOOKUP($B141,'IEA EFs - Grid'!$A$5:$BD$174,BE$11,FALSE)","v":554.33967415626682},{"$f":"VLOOKUP($B141,'IEA EFs - Grid'!$A$5:$BD$174,BF$11,FALSE)","v":544.3405558245604},{"$f":"VLOOKUP($B141,'IEA EFs - Grid'!$A$5:$BD$174,BG$11,FALSE)","v":534.34143749285397},{"$f":"VLOOKUP($B141,'IEA EFs - Grid'!$A$5:$BD$174,BH$11,FALSE)","v":524.34231916114766},{"$f":"VLOOKUP($B141,'IEA EFs - Grid'!$A$5:$BD$174,BI$11,FALSE)","v":521.07285668570296},{"$f":"VLOOKUP($B141,'IEA EFs - Grid'!$A$5:$BD$174,BJ$11,FALSE)","v":517.80339421025826},{"$f":"VLOOKUP($B141,'IEA EFs - Grid'!$A$5:$BD$174,BK$11,FALSE)","v":514.53393173481356},{"$f":"VLOOKUP($B141,'IEA EFs - Grid'!$A$5:$BD$174,BL$11,FALSE)","v":511.26446925936892},{"$f":"VLOOKUP($B141,'IEA EFs - Grid'!$A$5:$BD$174,BM$11,FALSE)","v":507.99500678392428},{"$f":"VLOOKUP($B141,'IEA EFs - Grid'!$A$5:$BD$174,BN$11,FALSE)","v":505.49505087868749},{"$f":"VLOOKUP($B141,'IEA EFs - Grid'!$A$5:$BD$174,BO$11,FALSE)","v":502.99509497345065},{"$f":"VLOOKUP($B141,'IEA EFs - Grid'!$A$5:$BD$174,BP$11,FALSE)","v":500.49513906821386},{"$f":"VLOOKUP($B141,'IEA EFs - Grid'!$A$5:$BD$174,BQ$11,FALSE)","v":497.99518316297696},{"$f":"VLOOKUP($B141,'IEA EFs - Grid'!$A$5:$BD$174,BR$11,FALSE)","v":495.49522725774017},{"$f":"VLOOKUP($B141,'IEA EFs - Grid'!$A$5:$BD$174,BS$11,FALSE)","v":498.45862906465157},{"$f":"VLOOKUP($B141,'IEA EFs - Grid'!$A$5:$BD$174,BT$11,FALSE)","v":501.42203087156298},{"$f":"VLOOKUP($B141,'IEA EFs - Grid'!$A$5:$BD$174,BU$11,FALSE)","v":504.38543267847444},{"$f":"VLOOKUP($B141,'IEA EFs - Grid'!$A$5:$BD$174,BV$11,FALSE)","v":507.34883448538591},{"$f":"VLOOKUP($B141,'IEA EFs - Grid'!$A$5:$BD$174,BW$11,FALSE)","v":510.31223629229731},{"$f":"VLOOKUP($B141,'IEA EFs - Grid'!$A$5:$BD$174,BX$11,FALSE)","v":512.33254218243371},{"$f":"VLOOKUP($B141,'IEA EFs - Grid'!$A$5:$BD$174,BY$11,FALSE)","v":514.35284807257005},{"$f":"VLOOKUP($B141,'IEA EFs - Grid'!$A$5:$BD$174,BZ$11,FALSE)","v":516.37315396270651},{"$f":"VLOOKUP($B141,'IEA EFs - Grid'!$A$5:$BD$174,CA$11,FALSE)","v":518.39345985284297},{"$f":"VLOOKUP($B141,'IEA EFs - Grid'!$A$5:$BD$174,CB$11,FALSE)","v":520.41376574297942},{"$f":"CB141","v":520.41376574297942},520.41376574297942,520.41376574297942,520.41376574297942,520.41376574297942,520.41376574297942,520.41376574297942,520.41376574297942,520.41376574297942,520.41376574297942,520.41376574297942,520.41376574297942,520.41376574297942,520.41376574297942,520.41376574297942,520.41376574297942,520.41376574297942,520.41376574297942,520.41376574297942,520.41376574297942,520.41376574297942,520.41376574297942,520.41376574297942,520.41376574297942,520.41376574297942,520.41376574297942,520.41376574297942,520.41376574297942,520.41376574297942,520.41376574297942]
["Honduras","Honduras",363.47480000000002,927.07749999999999,637.28480000000002,502.83659999999998,null,510,{"$f":"MOD(I141,100)+500","v":511},{"$f":"MOD(J141,100)+500","v":512},{"$f":"MOD(K141,100)+500","v":513},{"$f":"MOD(L141,100)+500","v":514},{"$f":"MOD(M141,100)+500","v":515},{"$f":"MOD(N141,100)+500","v":516},{"$f":"MOD(O141,100)+500","v":517},{"$f":"MOD(P141,100)+500","v":518},{"$f":"MOD(Q141,100)+500","v":519},{"$f":"MOD(R141,100)+500","v":520},{"$f":"MOD(S141,100)+500","v":521},{"$f":"MOD(T141,100)+500","v":522},{"$f":"MOD(U141,100)+500","v":523},{"$f":"MOD(V141,100)+500","v":524},{"$f":"MOD(W141,100)+500","v":525},{"$f":"MOD(X141,100)+500","v":526},{"$f":"MOD(Y141,100)+500","v":527},{"$f":"MOD(Z141,100)+500","v":528},{"$f":"MOD(AA141,100)+500","v":529},{"$f":"MOD(AB141,100)+500","v":530},531,532,533,534,535,536,537,538,539,540,541,542,543,544,545,546,547,548,549,550,null,{"$f":"VLOOKUP($B142,'IEA EFs - Grid'!$A$5:$BD$174,AX$11,FALSE)","v":329.73410000000001},{"$f":"VLOOKUP($B142,'IEA EFs - Grid'!$A$5:$BD$174,AY$11,FALSE)","v":368.44369999999998},{"$f":"VLOOKUP($B142,'IEA EFs - Grid'!$A$5:$BD$174,AZ$11,FALSE)","v":363.47480000000002},{"$f":"VLOOKUP($B142,'IEA EFs - Grid'!$A$5:$BD$174,BA$11,FALSE)","v":359.92435746673556},{"$f":"VLOOKUP($B142,'IEA EFs - Grid'!$A$5:$BD$174,BB$11,FALSE)","v":356.37391493347116},{"$f":"VLOOKUP($B142,'IEA EFs - Grid'!$A$5:$BD$174,BC$11,FALSE)","v":352.8234724002067},{"$f":"VLOOKUP($B142,'IEA EFs - Grid'!$A$5:$BD$174,BD$11,FALSE)","v":346.68088006166812},{"$f":"VLOOKUP($B142,'IEA EFs - Grid'!$A$5:$BD$174,BE$11,FALSE)","v":340.53828772312949},{"$f":"VLOOKUP($B142,'IEA EFs - Grid'!$A$5:$BD$174,BF$11,FALSE)","v":334.39569538459091},{"$f":"VLOOKUP($B142,'IEA EFs - Grid'!$A$5:$BD$174,BG$11,FALSE)","v":328.25310304605227},{"$f":"VLOOKUP($B142,'IEA EFs - Grid'!$A$5:$BD$174,BH$11,FALSE)","v":322.11051070751375},{"$f":"VLOOKUP($B142,'IEA EFs - Grid'!$A$5:$BD$174,BI$11,FALSE)","v":320.10203611139616},{"$f":"VLOOKUP($B142,'IEA EFs - Grid'!$A$5:$BD$174,BJ$11,FALSE)","v":318.09356151527862},{"$f":"VLOOKUP($B142,'IEA EFs - Grid'!$A$5:$BD$174,BK$11,FALSE)","v":316.08508691916109},{"$f":"VLOOKUP($B142,'IEA EFs - Grid'!$A$5:$BD$174,BL$11,FALSE)","v":314.07661232304355},{"$f":"VLOOKUP($B142,'IEA EFs - Grid'!$A$5:$BD$174,BM$11,FALSE)","v":312.06813772692601},{"$f":"VLOOKUP($B142,'IEA EFs - Grid'!$A$5:$BD$174,BN$11,FALSE)","v":310.53238132513422},{"$f":"VLOOKUP($B142,'IEA EFs - Grid'!$A$5:$BD$174,BO$11,FALSE)","v":308.99662492334238},{"$f":"VLOOKUP($B142,'IEA EFs - Grid'!$A$5:$BD$174,BP$11,FALSE)","v":307.46086852155059},{"$f":"VLOOKUP($B142,'IEA EFs - Grid'!$A$5:$BD$174,BQ$11,FALSE)","v":305.92511211975875},{"$f":"VLOOKUP($B142,'IEA EFs - Grid'!$A$5:$BD$174,BR$11,FALSE)","v":304.38935571796696},{"$f":"VLOOKUP($B142,'IEA EFs - Grid'!$A$5:$BD$174,BS$11,FALSE)","v":306.20981314544088},{"$f":"VLOOKUP($B142,'IEA EFs - Grid'!$A$5:$BD$174,BT$11,FALSE)","v":308.03027057291479},{"$f":"VLOOKUP($B142,'IEA EFs - Grid'!$A$5:$BD$174,BU$11,FALSE)","v":309.85072800038876},{"$f":"VLOOKUP($B142,'IEA EFs - Grid'!$A$5:$BD$174,BV$11,FALSE)","v":311.67118542786267},{"$f":"VLOOKUP($B142,'IEA EFs - Grid'!$A$5:$BD$174,BW$11,FALSE)","v":313.49164285533658},{"$f":"VLOOKUP($B142,'IEA EFs - Grid'!$A$5:$BD$174,BX$11,FALSE)","v":314.73274382749986},{"$f":"VLOOKUP($B142,'IEA EFs - Grid'!$A$5:$BD$174,BY$11,FALSE)","v":315.97384479966308},{"$f":"VLOOKUP($B142,'IEA EFs - Grid'!$A$5:$BD$174,BZ$11,FALSE)","v":317.21494577182642},{"$f":"VLOOKUP($B142,'IEA EFs - Grid'!$A$5:$BD$174,CA$11,FALSE)","v":318.4560467439897},{"$f":"VLOOKUP($B142,'IEA EFs - Grid'!$A$5:$BD$174,CB$11,FALSE)","v":319.69714771615298},{"$f":"CB142","v":319.69714771615298},319.69714771615298,319.69714771615298,319.69714771615298,319.69714771615298,319.69714771615298,319.69714771615298,319.69714771615298,319.69714771615298,319.69714771615298,{"$f":"CL142","v":319.69714771615298},{"$f":"CM142","v":319.69714771615298},{"$f":"CN142","v":319.69714771615298},{"$f":"CO142","v":319.69714771615298},{"$f":"CP142","v":319.69714771615298},{"$f":"CQ142","v":319.69714771615298},{"$f":"CR142","v":319.69714771615298},{"$f":"CS142","v":319.69714771615298},{"$f":"CT142","v":319.69714771615298},{"$f":"CU142","v":319.69714771615298},{"$f":"CV142","v":319.69714771615298},{"$f":"CW142","v":319.69714771615298},{"$f":"CX142","v":319.69714771615298},{"$f":"CY142","v":319.69714771615298},{"$f":"CZ142","v":319.69714771615298},{"$f":"DA142","v":319.69714771615298},{"$f":"DB142","v":319.69714771615298},{"$f":"DC142","v":319.69714771615298},{"$f":"DD142","v":319.69714771615298},{"$f":"DE142","v":319.69714771615298}]
["Jamaica","Jamaica",642.77409999999998,{"$f":"$D$153","v":1240.4880000000001},704.72829999999999,502.83659999999998,null,{"$f":"MOD(H142,100)+500","v":510},511,512,513,514,515,516,517,518,519,520,521,522,523,524,525,526,527,528,529,530,531,532,533,534,535,536,537,538,539,540,541,542,543,544,545,546,547,548,549,550,null,{"$f":"VLOOKUP($B143,'IEA EFs - Grid'!$A$5:$BD$174,AX$11,FALSE)","v":651.47659999999996},{"$f":"VLOOKUP($B143,'IEA EFs - Grid'!$A$5:$BD$174,AY$11,FALSE)","v":662.24210000000005},{"$f":"VLOOKUP($B143,'IEA EFs - Grid'!$A$5:$BD$174,AZ$11,FALSE)","v":642.77409999999998},{"$f":"VLOOKUP($B143,'IEA EFs - Grid'!$A$5:$BD$174,BA$11,FALSE)","v":636.49544600824925},{"$f":"VLOOKUP($B143,'IEA EFs - Grid'!$A$5:$BD$174,BB$11,FALSE)","v":630.21679201649863},{"$f":"VLOOKUP($B143,'IEA EFs - Grid'!$A$5:$BD$174,BC$11,FALSE)","v":623.9381380247479},{"$f":"VLOOKUP($B143,'IEA EFs - Grid'!$A$5:$BD$174,BD$11,FALSE)","v":613.07548877899274},{"$f":"VLOOKUP($B143,'IEA EFs - Grid'!$A$5:$BD$174,BE$11,FALSE)","v":602.21283953323746},{"$f":"VLOOKUP($B143,'IEA EFs - Grid'!$A$5:$BD$174,BF$11,FALSE)","v":591.35019028748229},{"$f":"VLOOKUP($B143,'IEA EFs - Grid'!$A$5:$BD$174,BG$11,FALSE)","v":580.48754104172701},{"$f":"VLOOKUP($B143,'IEA EFs - Grid'!$A$5:$BD$174,BH$11,FALSE)","v":569.62489179597185},{"$f":"VLOOKUP($B143,'IEA EFs - Grid'!$A$5:$BD$174,BI$11,FALSE)","v":566.07307623436395},{"$f":"VLOOKUP($B143,'IEA EFs - Grid'!$A$5:$BD$174,BJ$11,FALSE)","v":562.52126067275606},{"$f":"VLOOKUP($B143,'IEA EFs - Grid'!$A$5:$BD$174,BK$11,FALSE)","v":558.96944511114816},{"$f":"VLOOKUP($B143,'IEA EFs - Grid'!$A$5:$BD$174,BL$11,FALSE)","v":555.41762954954027},{"$f":"VLOOKUP($B143,'IEA EFs - Grid'!$A$5:$BD$174,BM$11,FALSE)","v":551.86581398793237},{"$f":"VLOOKUP($B143,'IEA EFs - Grid'!$A$5:$BD$174,BN$11,FALSE)","v":549.14996012686424},{"$f":"VLOOKUP($B143,'IEA EFs - Grid'!$A$5:$BD$174,BO$11,FALSE)","v":546.43410626579612},{"$f":"VLOOKUP($B143,'IEA EFs - Grid'!$A$5:$BD$174,BP$11,FALSE)","v":543.71825240472799},{"$f":"VLOOKUP($B143,'IEA EFs - Grid'!$A$5:$BD$174,BQ$11,FALSE)","v":541.00239854365975},{"$f":"VLOOKUP($B143,'IEA EFs - Grid'!$A$5:$BD$174,BR$11,FALSE)","v":538.28654468259163},{"$f":"VLOOKUP($B143,'IEA EFs - Grid'!$A$5:$BD$174,BS$11,FALSE)","v":541.50586796038931},{"$f":"VLOOKUP($B143,'IEA EFs - Grid'!$A$5:$BD$174,BT$11,FALSE)","v":544.72519123818699},{"$f":"VLOOKUP($B143,'IEA EFs - Grid'!$A$5:$BD$174,BU$11,FALSE)","v":547.94451451598479},{"$f":"VLOOKUP($B143,'IEA EFs - Grid'!$A$5:$BD$174,BV$11,FALSE)","v":551.16383779378248},{"$f":"VLOOKUP($B143,'IEA EFs - Grid'!$A$5:$BD$174,BW$11,FALSE)","v":554.38316107158016},{"$f":"VLOOKUP($B143,'IEA EFs - Grid'!$A$5:$BD$174,BX$11,FALSE)","v":556.57794200382466},{"$f":"VLOOKUP($B143,'IEA EFs - Grid'!$A$5:$BD$174,BY$11,FALSE)","v":558.77272293606904},{"$f":"VLOOKUP($B143,'IEA EFs - Grid'!$A$5:$BD$174,BZ$11,FALSE)","v":560.96750386831354},{"$f":"VLOOKUP($B143,'IEA EFs - Grid'!$A$5:$BD$174,CA$11,FALSE)","v":563.16228480055793},{"$f":"VLOOKUP($B143,'IEA EFs - Grid'!$A$5:$BD$174,CB$11,FALSE)","v":565.35706573280243},{"$f":"CB143","v":565.35706573280243},565.35706573280243,565.35706573280243,565.35706573280243,565.35706573280243,565.35706573280243,565.35706573280243,565.35706573280243,565.35706573280243,565.35706573280243,565.35706573280243,565.35706573280243,565.35706573280243,565.35706573280243,565.35706573280243,565.35706573280243,565.35706573280243,565.35706573280243,565.35706573280243,565.35706573280243,565.35706573280243,565.35706573280243,565.35706573280243,565.35706573280243,565.35706573280243,565.35706573280243,565.35706573280243,565.35706573280243,565.35706573280243,565.35706573280243]
["Netherlands Antilles","Netherlands Antilles",706.81550000000004,{"$f":"$D$153","v":1240.4880000000001},706.81550000000004,502.83659999999998,null,510,511,512,513,514,515,516,517,518,519,520,521,522,523,524,525,526,527,528,529,530,531,532,533,534,535,536,537,538,539,540,541,542,543,544,545,546,547,548,549,550,null,{"$f":"VLOOKUP($B144,'IEA EFs - Grid'!$A$5:$BD$174,AX$11,FALSE)","v":707.50490000000002},{"$f":"VLOOKUP($B144,'IEA EFs - Grid'!$A$5:$BD$174,AY$11,FALSE)","v":706.43700000000001},{"$f":"VLOOKUP($B144,'IEA EFs - Grid'!$A$5:$BD$174,AZ$11,FALSE)","v":706.81550000000004},{"$f":"VLOOKUP($B144,'IEA EFs - Grid'!$A$5:$BD$174,BA$11,FALSE)","v":689.7989136714632},{"$f":"VLOOKUP($B144,'IEA EFs - Grid'!$A$5:$BD$174,BB$11,FALSE)","v":672.78232734292624},{"$f":"VLOOKUP($B144,'IEA EFs - Grid'!$A$5:$BD$174,BC$11,FALSE)","v":655.76574101438939},{"$f":"VLOOKUP($B144,'IEA EFs - Grid'!$A$5:$BD$174,BD$11,FALSE)","v":642.9161387896728},{"$f":"VLOOKUP($B144,'IEA EFs - Grid'!$A$5:$BD$174,BE$11,FALSE)","v":630.06653656495621},{"$f":"VLOOKUP($B144,'IEA EFs - Grid'!$A$5:$BD$174,BF$11,FALSE)","v":617.21693434023962},{"$f":"VLOOKUP($B144,'IEA EFs - Grid'!$A$5:$BD$174,BG$11,FALSE)","v":604.36733211552303},{"$f":"VLOOKUP($B144,'IEA EFs - Grid'!$A$5:$BD$174,BH$11,FALSE)","v":591.51772989080644},{"$f":"VLOOKUP($B144,'IEA EFs - Grid'!$A$5:$BD$174,BI$11,FALSE)","v":587.04724201212639},{"$f":"VLOOKUP($B144,'IEA EFs - Grid'!$A$5:$BD$174,BJ$11,FALSE)","v":582.57675413344634},{"$f":"VLOOKUP($B144,'IEA EFs - Grid'!$A$5:$BD$174,BK$11,FALSE)","v":578.10626625476618},{"$f":"VLOOKUP($B144,'IEA EFs - Grid'!$A$5:$BD$174,BL$11,FALSE)","v":573.63577837608602},{"$f":"VLOOKUP($B144,'IEA EFs - Grid'!$A$5:$BD$174,BM$11,FALSE)","v":569.16529049740598},{"$f":"VLOOKUP($B144,'IEA EFs - Grid'!$A$5:$BD$174,BN$11,FALSE)","v":562.77787533607273},{"$f":"VLOOKUP($B144,'IEA EFs - Grid'!$A$5:$BD$174,BO$11,FALSE)","v":556.39046017473947},{"$f":"VLOOKUP($B144,'IEA EFs - Grid'!$A$5:$BD$174,BP$11,FALSE)","v":550.00304501340622},{"$f":"VLOOKUP($B144,'IEA EFs - Grid'!$A$5:$BD$174,BQ$11,FALSE)","v":543.61562985207297},{"$f":"VLOOKUP($B144,'IEA EFs - Grid'!$A$5:$BD$174,BR$11,FALSE)","v":537.22821469073972},{"$f":"VLOOKUP($B144,'IEA EFs - Grid'!$A$5:$BD$174,BS$11,FALSE)","v":529.53481001537489},{"$f":"VLOOKUP($B144,'IEA EFs - Grid'!$A$5:$BD$174,BT$11,FALSE)","v":521.84140534001006},{"$f":"VLOOKUP($B144,'IEA EFs - Grid'!$A$5:$BD$174,BU$11,FALSE)","v":514.14800066464522},{"$f":"VLOOKUP($B144,'IEA EFs - Grid'!$A$5:$BD$174,BV$11,FALSE)","v":506.45459598928034},{"$f":"VLOOKUP($B144,'IEA EFs - Grid'!$A$5:$BD$174,BW$11,FALSE)","v":498.7611913139155},{"$f":"VLOOKUP($B144,'IEA EFs - Grid'!$A$5:$BD$174,BX$11,FALSE)","v":496.83567145954777},{"$f":"VLOOKUP($B144,'IEA EFs - Grid'!$A$5:$BD$174,BY$11,FALSE)","v":494.91015160518003},{"$f":"VLOOKUP($B144,'IEA EFs - Grid'!$A$5:$BD$174,BZ$11,FALSE)","v":492.98463175081235},{"$f":"VLOOKUP($B144,'IEA EFs - Grid'!$A$5:$BD$174,CA$11,FALSE)","v":491.05911189644462},{"$f":"VLOOKUP($B144,'IEA EFs - Grid'!$A$5:$BD$174,CB$11,FALSE)","v":489.13359204207688},{"$f":"CB144","v":489.13359204207688},489.13359204207688,489.13359204207688,489.13359204207688,489.13359204207688,489.13359204207688,489.13359204207688,489.13359204207688,489.13359204207688,489.13359204207688,489.13359204207688,489.13359204207688,489.13359204207688,489.13359204207688,489.13359204207688,489.13359204207688,489.13359204207688,489.13359204207688,489.13359204207688,489.13359204207688,489.13359204207688,489.13359204207688,489.13359204207688,489.13359204207688,489.13359204207688,489.13359204207688,489.13359204207688,489.13359204207688,489.13359204207688,489.13359204207688]
["Nicaragua","Nicaragua",406.62540000000001,{"$f":"$D$153","v":1240.4880000000001},711.10929999999996,502.83659999999998,null,510,511,512,513,514,515,516,517,518,519,520,521,522,523,524,525,526,527,528,529,530,531,532,533,534,535,536,537,538,539,540,541,542,543,544,545,546,547,548,549,550,null,{"$f":"VLOOKUP($B145,'IEA EFs - Grid'!$A$5:$BD$174,AX$11,FALSE)","v":460.08440000000002},{"$f":"VLOOKUP($B145,'IEA EFs - Grid'!$A$5:$BD$174,AY$11,FALSE)","v":470.84989999999999},{"$f":"VLOOKUP($B145,'IEA EFs - Grid'!$A$5:$BD$174,AZ$11,FALSE)","v":406.62540000000001},{"$f":"VLOOKUP($B145,'IEA EFs - Grid'!$A$5:$BD$174,BA$11,FALSE)","v":402.65345995005521},{"$f":"VLOOKUP($B145,'IEA EFs - Grid'!$A$5:$BD$174,BB$11,FALSE)","v":398.68151990011046},{"$f":"VLOOKUP($B145,'IEA EFs - Grid'!$A$5:$BD$174,BC$11,FALSE)","v":394.70957985016565},{"$f":"VLOOKUP($B145,'IEA EFs - Grid'!$A$5:$BD$174,BD$11,FALSE)","v":387.83775801631316},{"$f":"VLOOKUP($B145,'IEA EFs - Grid'!$A$5:$BD$174,BE$11,FALSE)","v":380.96593618246061},{"$f":"VLOOKUP($B145,'IEA EFs - Grid'!$A$5:$BD$174,BF$11,FALSE)","v":374.09411434860812},{"$f":"VLOOKUP($B145,'IEA EFs - Grid'!$A$5:$BD$174,BG$11,FALSE)","v":367.22229251475551},{"$f":"VLOOKUP($B145,'IEA EFs - Grid'!$A$5:$BD$174,BH$11,FALSE)","v":360.35047068090302},{"$f":"VLOOKUP($B145,'IEA EFs - Grid'!$A$5:$BD$174,BI$11,FALSE)","v":358.10355621520648},{"$f":"VLOOKUP($B145,'IEA EFs - Grid'!$A$5:$BD$174,BJ$11,FALSE)","v":355.85664174951},{"$f":"VLOOKUP($B145,'IEA EFs - Grid'!$A$5:$BD$174,BK$11,FALSE)","v":353.60972728381353},{"$f":"VLOOKUP($B145,'IEA EFs - Grid'!$A$5:$BD$174,BL$11,FALSE)","v":351.36281281811705},{"$f":"VLOOKUP($B145,'IEA EFs - Grid'!$A$5:$BD$174,BM$11,FALSE)","v":349.11589835242057},{"$f":"VLOOKUP($B145,'IEA EFs - Grid'!$A$5:$BD$174,BN$11,FALSE)","v":347.39782171772362},{"$f":"VLOOKUP($B145,'IEA EFs - Grid'!$A$5:$BD$174,BO$11,FALSE)","v":345.6797450830266},{"$f":"VLOOKUP($B145,'IEA EFs - Grid'!$A$5:$BD$174,BP$11,FALSE)","v":343.96166844832965},{"$f":"VLOOKUP($B145,'IEA EFs - Grid'!$A$5:$BD$174,BQ$11,FALSE)","v":342.24359181363263},{"$f":"VLOOKUP($B145,'IEA EFs - Grid'!$A$5:$BD$174,BR$11,FALSE)","v":340.52551517893568},{"$f":"VLOOKUP($B145,'IEA EFs - Grid'!$A$5:$BD$174,BS$11,FALSE)","v":342.56209166134806},{"$f":"VLOOKUP($B145,'IEA EFs - Grid'!$A$5:$BD$174,BT$11,FALSE)","v":344.59866814376045},{"$f":"VLOOKUP($B145,'IEA EFs - Grid'!$A$5:$BD$174,BU$11,FALSE)","v":346.63524462617289},{"$f":"VLOOKUP($B145,'IEA EFs - Grid'!$A$5:$BD$174,BV$11,FALSE)","v":348.67182110858533},{"$f":"VLOOKUP($B145,'IEA EFs - Grid'!$A$5:$BD$174,BW$11,FALSE)","v":350.70839759099772},{"$f":"VLOOKUP($B145,'IEA EFs - Grid'!$A$5:$BD$174,BX$11,FALSE)","v":352.09683821809563},{"$f":"VLOOKUP($B145,'IEA EFs - Grid'!$A$5:$BD$174,BY$11,FALSE)","v":353.48527884519348},{"$f":"VLOOKUP($B145,'IEA EFs - Grid'!$A$5:$BD$174,BZ$11,FALSE)","v":354.87371947229144},{"$f":"VLOOKUP($B145,'IEA EFs - Grid'!$A$5:$BD$174,CA$11,FALSE)","v":356.26216009938929},{"$f":"VLOOKUP($B145,'IEA EFs - Grid'!$A$5:$BD$174,CB$11,FALSE)","v":357.6506007264872},{"$f":"CB145","v":357.6506007264872},357.6506007264872,357.6506007264872,357.6506007264872,357.6506007264872,357.6506007264872,357.6506007264872,357.6506007264872,357.6506007264872,357.6506007264872,357.6506007264872,357.6506007264872,357.6506007264872,357.6506007264872,357.6506007264872,357.6506007264872,357.6506007264872,357.6506007264872,357.6506007264872,357.6506007264872,357.6506007264872,357.6506007264872,357.6506007264872,357.6506007264872,357.6506007264872,357.6506007264872,357.6506007264872,357.6506007264872,357.6506007264872,357.6506007264872]
["Panama","Panama",325.59030000000001,1113.2175999999999,813.40959999999995,502.83659999999998,null,510,511,512,513,514,515,516,517,518,519,520,521,522,523,524,525,526,527,528,529,530,531,532,533,534,535,536,537,538,539,540,541,542,543,544,545,546,547,548,549,550,null,{"$f":"VLOOKUP($B146,'IEA EFs - Grid'!$A$5:$BD$174,AX$11,FALSE)","v":372.96789999999999},{"$f":"VLOOKUP($B146,'IEA EFs - Grid'!$A$5:$BD$174,AY$11,FALSE)","v":396.2672},{"$f":"VLOOKUP($B146,'IEA EFs - Grid'!$A$5:$BD$174,AZ$11,FALSE)","v":325.59030000000001},{"$f":"VLOOKUP($B146,'IEA EFs - Grid'!$A$5:$BD$174,BA$11,FALSE)","v":322.4099154189002},{"$f":"VLOOKUP($B146,'IEA EFs - Grid'!$A$5:$BD$174,BB$11,FALSE)","v":319.22953083780044},{"$f":"VLOOKUP($B146,'IEA EFs - Grid'!$A$5:$BD$174,BC$11,FALSE)","v":316.04914625670062},{"$f":"VLOOKUP($B146,'IEA EFs - Grid'!$A$5:$BD$174,BD$11,FALSE)","v":310.54678823275378},{"$f":"VLOOKUP($B146,'IEA EFs - Grid'!$A$5:$BD$174,BE$11,FALSE)","v":305.04443020880689},{"$f":"VLOOKUP($B146,'IEA EFs - Grid'!$A$5:$BD$174,BF$11,FALSE)","v":299.54207218486005},{"$f":"VLOOKUP($B146,'IEA EFs - Grid'!$A$5:$BD$174,BG$11,FALSE)","v":294.03971416091315},{"$f":"VLOOKUP($B146,'IEA EFs - Grid'!$A$5:$BD$174,BH$11,FALSE)","v":288.53735613696631},{"$f":"VLOOKUP($B146,'IEA EFs - Grid'!$A$5:$BD$174,BI$11,FALSE)","v":286.73822220445629},{"$f":"VLOOKUP($B146,'IEA EFs - Grid'!$A$5:$BD$174,BJ$11,FALSE)","v":284.93908827194628},{"$f":"VLOOKUP($B146,'IEA EFs - Grid'!$A$5:$BD$174,BK$11,FALSE)","v":283.13995433943626},{"$f":"VLOOKUP($B146,'IEA EFs - Grid'!$A$5:$BD$174,BL$11,FALSE)","v":281.34082040692624},{"$f":"VLOOKUP($B146,'IEA EFs - Grid'!$A$5:$BD$174,BM$11,FALSE)","v":279.54168647441622},{"$f":"VLOOKUP($B146,'IEA EFs - Grid'!$A$5:$BD$174,BN$11,FALSE)","v":278.16599994102711},{"$f":"VLOOKUP($B146,'IEA EFs - Grid'!$A$5:$BD$174,BO$11,FALSE)","v":276.79031340763794},{"$f":"VLOOKUP($B146,'IEA EFs - Grid'!$A$5:$BD$174,BP$11,FALSE)","v":275.41462687424882},{"$f":"VLOOKUP($B146,'IEA EFs - Grid'!$A$5:$BD$174,BQ$11,FALSE)","v":274.03894034085965},{"$f":"VLOOKUP($B146,'IEA EFs - Grid'!$A$5:$BD$174,BR$11,FALSE)","v":272.66325380747054},{"$f":"VLOOKUP($B146,'IEA EFs - Grid'!$A$5:$BD$174,BS$11,FALSE)","v":274.29396735335723},{"$f":"VLOOKUP($B146,'IEA EFs - Grid'!$A$5:$BD$174,BT$11,FALSE)","v":275.92468089924392},{"$f":"VLOOKUP($B146,'IEA EFs - Grid'!$A$5:$BD$174,BU$11,FALSE)","v":277.55539444513067},{"$f":"VLOOKUP($B146,'IEA EFs - Grid'!$A$5:$BD$174,BV$11,FALSE)","v":279.18610799101737},{"$f":"VLOOKUP($B146,'IEA EFs - Grid'!$A$5:$BD$174,BW$11,FALSE)","v":280.81682153690406},{"$f":"VLOOKUP($B146,'IEA EFs - Grid'!$A$5:$BD$174,BX$11,FALSE)","v":281.92856418827063},{"$f":"VLOOKUP($B146,'IEA EFs - Grid'!$A$5:$BD$174,BY$11,FALSE)","v":283.04030683963714},{"$f":"VLOOKUP($B146,'IEA EFs - Grid'!$A$5:$BD$174,BZ$11,FALSE)","v":284.15204949100377},{"$f":"VLOOKUP($B146,'IEA EFs - Grid'!$A$5:$BD$174,CA$11,FALSE)","v":285.26379214237033},{"$f":"VLOOKUP($B146,'IEA EFs - Grid'!$A$5:$BD$174,CB$11,FALSE)","v":286.3755347937369},{"$f":"CB146","v":286.3755347937369},286.3755347937369,286.3755347937369,286.3755347937369,286.3755347937369,286.3755347937369,286.3755347937369,286.3755347937369,286.3755347937369,286.3755347937369,286.3755347937369,286.3755347937369,286.3755347937369,286.3755347937369,286.3755347937369,286.3755347937369,286.3755347937369,286.3755347937369,286.3755347937369,286.3755347937369,286.3755347937369,286.3755347937369,286.3755347937369,286.3755347937369,286.3755347937369,286.3755347937369,286.3755347937369,286.3755347937369,286.3755347937369,286.3755347937369]
["Paraguay","Paraguay",{"$f":"C153","v":200.8047},{"$f":"$D$153","v":1240.4880000000001},{"$f":"$E$153","v":671.35590000000002},502.83659999999998,null,510,511,512,513,514,515,516,517,518,519,520,521,522,523,524,525,526,527,528,529,530,531,532,533,534,535,536,537,538,539,540,541,542,543,544,545,546,547,548,549,550,null,{"$f":"VLOOKUP($B147,'IEA EFs - Grid'!$A$5:$BD$174,AX$11,FALSE)","v":0},{"$f":"VLOOKUP($B147,'IEA EFs - Grid'!$A$5:$BD$174,AY$11,FALSE)","v":0},{"$f":"VLOOKUP($B147,'IEA EFs - Grid'!$A$5:$BD$174,AZ$11,FALSE)","v":200.8047},{"$f":"VLOOKUP($B147,'IEA EFs - Grid'!$A$5:$BD$174,BA$11,FALSE)","v":198.8432282617683},{"$f":"VLOOKUP($B147,'IEA EFs - Grid'!$A$5:$BD$174,BB$11,FALSE)","v":196.88175652353667},{"$f":"VLOOKUP($B147,'IEA EFs - Grid'!$A$5:$BD$174,BC$11,FALSE)","v":194.92028478530497},{"$f":"VLOOKUP($B147,'IEA EFs - Grid'!$A$5:$BD$174,BD$11,FALSE)","v":191.52675815907799},{"$f":"VLOOKUP($B147,'IEA EFs - Grid'!$A$5:$BD$174,BE$11,FALSE)","v":188.13323153285094},{"$f":"VLOOKUP($B147,'IEA EFs - Grid'!$A$5:$BD$174,BF$11,FALSE)","v":184.73970490662396},{"$f":"VLOOKUP($B147,'IEA EFs - Grid'!$A$5:$BD$174,BG$11,FALSE)","v":181.34617828039691},{"$f":"VLOOKUP($B147,'IEA EFs - Grid'!$A$5:$BD$174,BH$11,FALSE)","v":177.95265165416993},{"$f":"VLOOKUP($B147,'IEA EFs - Grid'!$A$5:$BD$174,BI$11,FALSE)","v":176.84305302799004},{"$f":"VLOOKUP($B147,'IEA EFs - Grid'!$A$5:$BD$174,BJ$11,FALSE)","v":175.73345440181015},{"$f":"VLOOKUP($B147,'IEA EFs - Grid'!$A$5:$BD$174,BK$11,FALSE)","v":174.62385577563026},{"$f":"VLOOKUP($B147,'IEA EFs - Grid'!$A$5:$BD$174,BL$11,FALSE)","v":173.51425714945037},{"$f":"VLOOKUP($B147,'IEA EFs - Grid'!$A$5:$BD$174,BM$11,FALSE)","v":172.40465852327048},{"$f":"VLOOKUP($B147,'IEA EFs - Grid'!$A$5:$BD$174,BN$11,FALSE)","v":171.55621702599234},{"$f":"VLOOKUP($B147,'IEA EFs - Grid'!$A$5:$BD$174,BO$11,FALSE)","v":170.70777552871417},{"$f":"VLOOKUP($B147,'IEA EFs - Grid'!$A$5:$BD$174,BP$11,FALSE)","v":169.85933403143602},{"$f":"VLOOKUP($B147,'IEA EFs - Grid'!$A$5:$BD$174,BQ$11,FALSE)","v":169.01089253415782},{"$f":"VLOOKUP($B147,'IEA EFs - Grid'!$A$5:$BD$174,BR$11,FALSE)","v":168.16245103687967},{"$f":"VLOOKUP($B147,'IEA EFs - Grid'!$A$5:$BD$174,BS$11,FALSE)","v":169.16817800223373},{"$f":"VLOOKUP($B147,'IEA EFs - Grid'!$A$5:$BD$174,BT$11,FALSE)","v":170.17390496758779},{"$f":"VLOOKUP($B147,'IEA EFs - Grid'!$A$5:$BD$174,BU$11,FALSE)","v":171.17963193294185},{"$f":"VLOOKUP($B147,'IEA EFs - Grid'!$A$5:$BD$174,BV$11,FALSE)","v":172.1853588982959},{"$f":"VLOOKUP($B147,'IEA EFs - Grid'!$A$5:$BD$174,BW$11,FALSE)","v":173.19108586364996},{"$f":"VLOOKUP($B147,'IEA EFs - Grid'!$A$5:$BD$174,BX$11,FALSE)","v":173.87674249895164},{"$f":"VLOOKUP($B147,'IEA EFs - Grid'!$A$5:$BD$174,BY$11,FALSE)","v":174.56239913425333},{"$f":"VLOOKUP($B147,'IEA EFs - Grid'!$A$5:$BD$174,BZ$11,FALSE)","v":175.24805576955504},{"$f":"VLOOKUP($B147,'IEA EFs - Grid'!$A$5:$BD$174,CA$11,FALSE)","v":175.93371240485672},{"$f":"VLOOKUP($B147,'IEA EFs - Grid'!$A$5:$BD$174,CB$11,FALSE)","v":176.61936904015843},{"$f":"CB147","v":176.61936904015843},176.61936904015843,176.61936904015843,176.61936904015843,176.61936904015843,176.61936904015843,176.61936904015843,176.61936904015843,176.61936904015843,176.61936904015843,176.61936904015843,176.61936904015843,176.61936904015843,176.61936904015843,176.61936904015843,176.61936904015843,176.61936904015843,176.61936904015843,176.61936904015843,176.61936904015843,176.61936904015843,176.61936904015843,176.61936904015843,176.61936904015843,176.61936904015843,176.61936904015843,176.61936904015843,176.61936904015843,176.61936904015843,176.61936904015843]
["Peru","Peru",285.56150000000002,1173.7519,905.29150000000004,586.44259999999997,null,510,511,512,513,514,515,516,517,518,519,520,521,522,523,524,525,526,527,528,529,530,531,532,533,534,535,536,537,538,539,540,541,542,543,544,545,546,547,548,549,550,null,{"$f":"VLOOKUP($B148,'IEA EFs - Grid'!$A$5:$BD$174,AX$11,FALSE)","v":290.02620000000002},{"$f":"VLOOKUP($B148,'IEA EFs - Grid'!$A$5:$BD$174,AY$11,FALSE)","v":297.6934},{"$f":"VLOOKUP($B148,'IEA EFs - Grid'!$A$5:$BD$174,AZ$11,FALSE)","v":285.56150000000002},{"$f":"VLOOKUP($B148,'IEA EFs - Grid'!$A$5:$BD$174,BA$11,FALSE)","v":282.77211901550589},{"$f":"VLOOKUP($B148,'IEA EFs - Grid'!$A$5:$BD$174,BB$11,FALSE)","v":279.98273803101182},{"$f":"VLOOKUP($B148,'IEA EFs - Grid'!$A$5:$BD$174,BC$11,FALSE)","v":277.19335704651769},{"$f":"VLOOKUP($B148,'IEA EFs - Grid'!$A$5:$BD$174,BD$11,FALSE)","v":272.36747122972497},{"$f":"VLOOKUP($B148,'IEA EFs - Grid'!$A$5:$BD$174,BE$11,FALSE)","v":267.54158541293219},{"$f":"VLOOKUP($B148,'IEA EFs - Grid'!$A$5:$BD$174,BF$11,FALSE)","v":262.71569959613947},{"$f":"VLOOKUP($B148,'IEA EFs - Grid'!$A$5:$BD$174,BG$11,FALSE)","v":257.8898137793467},{"$f":"VLOOKUP($B148,'IEA EFs - Grid'!$A$5:$BD$174,BH$11,FALSE)","v":253.06392796255398},{"$f":"VLOOKUP($B148,'IEA EFs - Grid'!$A$5:$BD$174,BI$11,FALSE)","v":251.48598358132253},{"$f":"VLOOKUP($B148,'IEA EFs - Grid'!$A$5:$BD$174,BJ$11,FALSE)","v":249.90803920009108},{"$f":"VLOOKUP($B148,'IEA EFs - Grid'!$A$5:$BD$174,BK$11,FALSE)","v":248.33009481885964},{"$f":"VLOOKUP($B148,'IEA EFs - Grid'!$A$5:$BD$174,BL$11,FALSE)","v":246.75215043762819},{"$f":"VLOOKUP($B148,'IEA EFs - Grid'!$A$5:$BD$174,BM$11,FALSE)","v":245.17420605639674},{"$f":"VLOOKUP($B148,'IEA EFs - Grid'!$A$5:$BD$174,BN$11,FALSE)","v":243.96764950356209},{"$f":"VLOOKUP($B148,'IEA EFs - Grid'!$A$5:$BD$174,BO$11,FALSE)","v":242.7610929507274},{"$f":"VLOOKUP($B148,'IEA EFs - Grid'!$A$5:$BD$174,BP$11,FALSE)","v":241.55453639789275},{"$f":"VLOOKUP($B148,'IEA EFs - Grid'!$A$5:$BD$174,BQ$11,FALSE)","v":240.34797984505803},{"$f":"VLOOKUP($B148,'IEA EFs - Grid'!$A$5:$BD$174,BR$11,FALSE)","v":239.14142329222338},{"$f":"VLOOKUP($B148,'IEA EFs - Grid'!$A$5:$BD$174,BS$11,FALSE)","v":240.57165326600861},{"$f":"VLOOKUP($B148,'IEA EFs - Grid'!$A$5:$BD$174,BT$11,FALSE)","v":242.00188323979384},{"$f":"VLOOKUP($B148,'IEA EFs - Grid'!$A$5:$BD$174,BU$11,FALSE)","v":243.4321132135791},{"$f":"VLOOKUP($B148,'IEA EFs - Grid'!$A$5:$BD$174,BV$11,FALSE)","v":244.86234318736433},{"$f":"VLOOKUP($B148,'IEA EFs - Grid'!$A$5:$BD$174,BW$11,FALSE)","v":246.29257316114956},{"$f":"VLOOKUP($B148,'IEA EFs - Grid'!$A$5:$BD$174,BX$11,FALSE)","v":247.26763568339982},{"$f":"VLOOKUP($B148,'IEA EFs - Grid'!$A$5:$BD$174,BY$11,FALSE)","v":248.24269820565004},{"$f":"VLOOKUP($B148,'IEA EFs - Grid'!$A$5:$BD$174,BZ$11,FALSE)","v":249.21776072790033},{"$f":"VLOOKUP($B148,'IEA EFs - Grid'!$A$5:$BD$174,CA$11,FALSE)","v":250.19282325015055},{"$f":"VLOOKUP($B148,'IEA EFs - Grid'!$A$5:$BD$174,CB$11,FALSE)","v":251.16788577240081},{"$f":"CB148","v":251.16788577240081},251.16788577240081,251.16788577240081,251.16788577240081,251.16788577240081,251.16788577240081,251.16788577240081,251.16788577240081,251.16788577240081,251.16788577240081,251.16788577240081,251.16788577240081,251.16788577240081,251.16788577240081,251.16788577240081,251.16788577240081,251.16788577240081,251.16788577240081,251.16788577240081,251.16788577240081,251.16788577240081,251.16788577240081,251.16788577240081,251.16788577240081,251.16788577240081,251.16788577240081,251.16788577240081,251.16788577240081,251.16788577240081,251.16788577240081]
["Trinidad and Tobago","Trinidad and Tobago",676.37070000000006,{"$f":"$D$153","v":1240.4880000000001},789.54169999999999,676.07249999999999,null,510,511,512,513,514,515,516,517,518,519,520,521,522,523,524,525,526,527,528,529,530,531,532,533,534,535,536,537,538,539,540,541,542,543,544,545,546,547,548,549,550,null,{"$f":"VLOOKUP($B149,'IEA EFs - Grid'!$A$5:$BD$174,AX$11,FALSE)","v":699.40859999999998},{"$f":"VLOOKUP($B149,'IEA EFs - Grid'!$A$5:$BD$174,AY$11,FALSE)","v":702.56110000000001},{"$f":"VLOOKUP($B149,'IEA EFs - Grid'!$A$5:$BD$174,AZ$11,FALSE)","v":676.37070000000006},{"$f":"VLOOKUP($B149,'IEA EFs - Grid'!$A$5:$BD$174,BA$11,FALSE)","v":669.76387250732694},{"$f":"VLOOKUP($B149,'IEA EFs - Grid'!$A$5:$BD$174,BB$11,FALSE)","v":663.15704501465393},{"$f":"VLOOKUP($B149,'IEA EFs - Grid'!$A$5:$BD$174,BC$11,FALSE)","v":656.55021752198081},{"$f":"VLOOKUP($B149,'IEA EFs - Grid'!$A$5:$BD$174,BD$11,FALSE)","v":645.11979791701242},{"$f":"VLOOKUP($B149,'IEA EFs - Grid'!$A$5:$BD$174,BE$11,FALSE)","v":633.68937831204391},{"$f":"VLOOKUP($B149,'IEA EFs - Grid'!$A$5:$BD$174,BF$11,FALSE)","v":622.25895870707552},{"$f":"VLOOKUP($B149,'IEA EFs - Grid'!$A$5:$BD$174,BG$11,FALSE)","v":610.82853910210702},{"$f":"VLOOKUP($B149,'IEA EFs - Grid'!$A$5:$BD$174,BH$11,FALSE)","v":599.39811949713862},{"$f":"VLOOKUP($B149,'IEA EFs - Grid'!$A$5:$BD$174,BI$11,FALSE)","v":595.66065717923311},{"$f":"VLOOKUP($B149,'IEA EFs - Grid'!$A$5:$BD$174,BJ$11,FALSE)","v":591.9231948613276},{"$f":"VLOOKUP($B149,'IEA EFs - Grid'!$A$5:$BD$174,BK$11,FALSE)","v":588.18573254342209},{"$f":"VLOOKUP($B149,'IEA EFs - Grid'!$A$5:$BD$174,BL$11,FALSE)","v":584.44827022551658},{"$f":"VLOOKUP($B149,'IEA EFs - Grid'!$A$5:$BD$174,BM$11,FALSE)","v":580.71080790761107},{"$f":"VLOOKUP($B149,'IEA EFs - Grid'!$A$5:$BD$174,BN$11,FALSE)","v":577.85300144479879},{"$f":"VLOOKUP($B149,'IEA EFs - Grid'!$A$5:$BD$174,BO$11,FALSE)","v":574.9951949819864},{"$f":"VLOOKUP($B149,'IEA EFs - Grid'!$A$5:$BD$174,BP$11,FALSE)","v":572.13738851917412},{"$f":"VLOOKUP($B149,'IEA EFs - Grid'!$A$5:$BD$174,BQ$11,FALSE)","v":569.27958205636173},{"$f":"VLOOKUP($B149,'IEA EFs - Grid'!$A$5:$BD$174,BR$11,FALSE)","v":566.42177559354946},{"$f":"VLOOKUP($B149,'IEA EFs - Grid'!$A$5:$BD$174,BS$11,FALSE)","v":569.80936687784413},{"$f":"VLOOKUP($B149,'IEA EFs - Grid'!$A$5:$BD$174,BT$11,FALSE)","v":573.19695816213869},{"$f":"VLOOKUP($B149,'IEA EFs - Grid'!$A$5:$BD$174,BU$11,FALSE)","v":576.58454944643336},{"$f":"VLOOKUP($B149,'IEA EFs - Grid'!$A$5:$BD$174,BV$11,FALSE)","v":579.97214073072803},{"$f":"VLOOKUP($B149,'IEA EFs - Grid'!$A$5:$BD$174,BW$11,FALSE)","v":583.35973201502259},{"$f":"VLOOKUP($B149,'IEA EFs - Grid'!$A$5:$BD$174,BX$11,FALSE)","v":585.66923004160594},{"$f":"VLOOKUP($B149,'IEA EFs - Grid'!$A$5:$BD$174,BY$11,FALSE)","v":587.97872806818918},{"$f":"VLOOKUP($B149,'IEA EFs - Grid'!$A$5:$BD$174,BZ$11,FALSE)","v":590.28822609477254},{"$f":"VLOOKUP($B149,'IEA EFs - Grid'!$A$5:$BD$174,CA$11,FALSE)","v":592.59772412135578},{"$f":"VLOOKUP($B149,'IEA EFs - Grid'!$A$5:$BD$174,CB$11,FALSE)","v":594.90722214793914},{"$f":"CB149","v":594.90722214793914},594.90722214793914,594.90722214793914,594.90722214793914,594.90722214793914,594.90722214793914,594.90722214793914,594.90722214793914,594.90722214793914,594.90722214793914,594.90722214793914,594.90722214793914,594.90722214793914,594.90722214793914,594.90722214793914,594.90722214793914,594.90722214793914,594.90722214793914,594.90722214793914,594.90722214793914,594.90722214793914,594.90722214793914,594.90722214793914,594.90722214793914,594.90722214793914,594.90722214793914,594.90722214793914,594.90722214793914,594.90722214793914,594.90722214793914]
["Uruguay","Uruguay",273.4443,{"$f":"$D$153","v":1240.4880000000001},714.87819999999999,496,null,510,511,512,513,514,515,516,517,518,519,520,521,522,523,524,525,526,527,528,529,530,531,532,533,534,535,536,537,538,539,540,541,542,543,544,545,546,547,548,549,550,null,{"$f":"VLOOKUP($B150,'IEA EFs - Grid'!$A$5:$BD$174,AX$11,FALSE)","v":78.793199999999999},{"$f":"VLOOKUP($B150,'IEA EFs - Grid'!$A$5:$BD$174,AY$11,FALSE)","v":195.8629},{"$f":"VLOOKUP($B150,'IEA EFs - Grid'!$A$5:$BD$174,AZ$11,FALSE)","v":273.4443},{"$f":"VLOOKUP($B150,'IEA EFs - Grid'!$A$5:$BD$174,BA$11,FALSE)","v":270.7732805147462},{"$f":"VLOOKUP($B150,'IEA EFs - Grid'!$A$5:$BD$174,BB$11,FALSE)","v":268.10226102949247},{"$f":"VLOOKUP($B150,'IEA EFs - Grid'!$A$5:$BD$174,BC$11,FALSE)","v":265.43124154423867},{"$f":"VLOOKUP($B150,'IEA EFs - Grid'!$A$5:$BD$174,BD$11,FALSE)","v":260.81013201423264},{"$f":"VLOOKUP($B150,'IEA EFs - Grid'!$A$5:$BD$174,BE$11,FALSE)","v":256.18902248422654},{"$f":"VLOOKUP($B150,'IEA EFs - Grid'!$A$5:$BD$174,BF$11,FALSE)","v":251.5679129542205},{"$f":"VLOOKUP($B150,'IEA EFs - Grid'!$A$5:$BD$174,BG$11,FALSE)","v":246.94680342421441},{"$f":"VLOOKUP($B150,'IEA EFs - Grid'!$A$5:$BD$174,BH$11,FALSE)","v":242.32569389420837},{"$f":"VLOOKUP($B150,'IEA EFs - Grid'!$A$5:$BD$174,BI$11,FALSE)","v":240.81470625489155},{"$f":"VLOOKUP($B150,'IEA EFs - Grid'!$A$5:$BD$174,BJ$11,FALSE)","v":239.30371861557472},{"$f":"VLOOKUP($B150,'IEA EFs - Grid'!$A$5:$BD$174,BK$11,FALSE)","v":237.7927309762579},{"$f":"VLOOKUP($B150,'IEA EFs - Grid'!$A$5:$BD$174,BL$11,FALSE)","v":236.2817433369411},{"$f":"VLOOKUP($B150,'IEA EFs - Grid'!$A$5:$BD$174,BM$11,FALSE)","v":234.77075569762431},{"$f":"VLOOKUP($B150,'IEA EFs - Grid'!$A$5:$BD$174,BN$11,FALSE)","v":233.61539682746749},{"$f":"VLOOKUP($B150,'IEA EFs - Grid'!$A$5:$BD$174,BO$11,FALSE)","v":232.46003795731065},{"$f":"VLOOKUP($B150,'IEA EFs - Grid'!$A$5:$BD$174,BP$11,FALSE)","v":231.30467908715383},{"$f":"VLOOKUP($B150,'IEA EFs - Grid'!$A$5:$BD$174,BQ$11,FALSE)","v":230.14932021699698},{"$f":"VLOOKUP($B150,'IEA EFs - Grid'!$A$5:$BD$174,BR$11,FALSE)","v":228.99396134684017},{"$f":"VLOOKUP($B150,'IEA EFs - Grid'!$A$5:$BD$174,BS$11,FALSE)","v":230.36350252805934},{"$f":"VLOOKUP($B150,'IEA EFs - Grid'!$A$5:$BD$174,BT$11,FALSE)","v":231.73304370927852},{"$f":"VLOOKUP($B150,'IEA EFs - Grid'!$A$5:$BD$174,BU$11,FALSE)","v":233.10258489049772},{"$f":"VLOOKUP($B150,'IEA EFs - Grid'!$A$5:$BD$174,BV$11,FALSE)","v":234.47212607171693},{"$f":"VLOOKUP($B150,'IEA EFs - Grid'!$A$5:$BD$174,BW$11,FALSE)","v":235.84166725293611},{"$f":"VLOOKUP($B150,'IEA EFs - Grid'!$A$5:$BD$174,BX$11,FALSE)","v":236.77535505347279},{"$f":"VLOOKUP($B150,'IEA EFs - Grid'!$A$5:$BD$174,BY$11,FALSE)","v":237.70904285400945},{"$f":"VLOOKUP($B150,'IEA EFs - Grid'!$A$5:$BD$174,BZ$11,FALSE)","v":238.64273065454614},{"$f":"VLOOKUP($B150,'IEA EFs - Grid'!$A$5:$BD$174,CA$11,FALSE)","v":239.5764184550828},{"$f":"VLOOKUP($B150,'IEA EFs - Grid'!$A$5:$BD$174,CB$11,FALSE)","v":240.51010625561949},{"$f":"CB150","v":240.51010625561949},240.51010625561949,240.51010625561949,240.51010625561949,240.51010625561949,240.51010625561949,240.51010625561949,240.51010625561949,240.51010625561949,240.51010625561949,240.51010625561949,240.51010625561949,240.51010625561949,240.51010625561949,240.51010625561949,240.51010625561949,240.51010625561949,240.51010625561949,240.51010625561949,240.51010625561949,240.51010625561949,240.51010625561949,240.51010625561949,240.51010625561949,240.51010625561949,240.51010625561949,240.51010625561949,240.51010625561949,240.51010625561949,240.51010625561949]
["Venezuela","Venezuela",265.3929,{"$f":"$D$153","v":1240.4880000000001},942.30510000000004,606.26649999999995,null,510,511,512,513,514,515,516,517,518,519,520,521,522,523,524,525,526,527,528,529,530,531,532,533,534,535,536,537,538,539,540,541,542,543,544,545,546,{"$f":"MOD(AS150,100)+500","v":547},548,549,550,null,{"$f":"VLOOKUP($B151,'IEA EFs - Grid'!$A$5:$BD$174,AX$11,FALSE)","v":257.6832},{"$f":"VLOOKUP($B151,'IEA EFs - Grid'!$A$5:$BD$174,AY$11,FALSE)","v":234.35470000000001},{"$f":"VLOOKUP($B151,'IEA EFs - Grid'!$A$5:$BD$174,AZ$11,FALSE)","v":265.3929},{"$f":"VLOOKUP($B151,'IEA EFs - Grid'!$A$5:$BD$174,BA$11,FALSE)","v":262.8005270481849},{"$f":"VLOOKUP($B151,'IEA EFs - Grid'!$A$5:$BD$174,BB$11,FALSE)","v":260.20815409636987},{"$f":"VLOOKUP($B151,'IEA EFs - Grid'!$A$5:$BD$174,BC$11,FALSE)","v":257.61578114455477},{"$f":"VLOOKUP($B151,'IEA EFs - Grid'!$A$5:$BD$174,BD$11,FALSE)","v":253.1307373554323},{"$f":"VLOOKUP($B151,'IEA EFs - Grid'!$A$5:$BD$174,BE$11,FALSE)","v":248.6456935663098},{"$f":"VLOOKUP($B151,'IEA EFs - Grid'!$A$5:$BD$174,BF$11,FALSE)","v":244.16064977718733},{"$f":"VLOOKUP($B151,'IEA EFs - Grid'!$A$5:$BD$174,BG$11,FALSE)","v":239.67560598806483},{"$f":"VLOOKUP($B151,'IEA EFs - Grid'!$A$5:$BD$174,BH$11,FALSE)","v":235.19056219894239},{"$f":"VLOOKUP($B151,'IEA EFs - Grid'!$A$5:$BD$174,BI$11,FALSE)","v":233.7240646655784},{"$f":"VLOOKUP($B151,'IEA EFs - Grid'!$A$5:$BD$174,BJ$11,FALSE)","v":232.2575671322144},{"$f":"VLOOKUP($B151,'IEA EFs - Grid'!$A$5:$BD$174,BK$11,FALSE)","v":230.79106959885041},{"$f":"VLOOKUP($B151,'IEA EFs - Grid'!$A$5:$BD$174,BL$11,FALSE)","v":229.32457206548642},{"$f":"VLOOKUP($B151,'IEA EFs - Grid'!$A$5:$BD$174,BM$11,FALSE)","v":227.85807453212243},{"$f":"VLOOKUP($B151,'IEA EFs - Grid'!$A$5:$BD$174,BN$11,FALSE)","v":226.73673449654063},{"$f":"VLOOKUP($B151,'IEA EFs - Grid'!$A$5:$BD$174,BO$11,FALSE)","v":225.61539446095881},{"$f":"VLOOKUP($B151,'IEA EFs - Grid'!$A$5:$BD$174,BP$11,FALSE)","v":224.49405442537702},{"$f":"VLOOKUP($B151,'IEA EFs - Grid'!$A$5:$BD$174,BQ$11,FALSE)","v":223.37271438979516},{"$f":"VLOOKUP($B151,'IEA EFs - Grid'!$A$5:$BD$174,BR$11,FALSE)","v":222.25137435421337},{"$f":"VLOOKUP($B151,'IEA EFs - Grid'!$A$5:$BD$174,BS$11,FALSE)","v":223.58059023383925},{"$f":"VLOOKUP($B151,'IEA EFs - Grid'!$A$5:$BD$174,BT$11,FALSE)","v":224.90980611346512},{"$f":"VLOOKUP($B151,'IEA EFs - Grid'!$A$5:$BD$174,BU$11,FALSE)","v":226.23902199309103},{"$f":"VLOOKUP($B151,'IEA EFs - Grid'!$A$5:$BD$174,BV$11,FALSE)","v":227.56823787271694},{"$f":"VLOOKUP($B151,'IEA EFs - Grid'!$A$5:$BD$174,BW$11,FALSE)","v":228.89745375234281},{"$f":"VLOOKUP($B151,'IEA EFs - Grid'!$A$5:$BD$174,BX$11,FALSE)","v":229.80364968723359},{"$f":"VLOOKUP($B151,'IEA EFs - Grid'!$A$5:$BD$174,BY$11,FALSE)","v":230.70984562212433},{"$f":"VLOOKUP($B151,'IEA EFs - Grid'!$A$5:$BD$174,BZ$11,FALSE)","v":231.61604155701511},{"$f":"VLOOKUP($B151,'IEA EFs - Grid'!$A$5:$BD$174,CA$11,FALSE)","v":232.52223749190586},{"$f":"VLOOKUP($B151,'IEA EFs - Grid'!$A$5:$BD$174,CB$11,FALSE)","v":233.42843342679663},{"$f":"CB151","v":233.42843342679663},233.42843342679663,233.42843342679663,233.42843342679663,233.42843342679663,233.42843342679663,233.42843342679663,233.42843342679663,233.42843342679663,233.42843342679663,233.42843342679663,233.42843342679663,233.42843342679663,233.42843342679663,233.42843342679663,233.42843342679663,233.42843342679663,233.42843342679663,233.42843342679663,233.42843342679663,233.42843342679663,233.42843342679663,233.42843342679663,233.42843342679663,233.42843342679663,233.42843342679663,233.42843342679663,233.42843342679663,233.42843342679663,233.42843342679663]
["Other Non-OECD Americas","Other Non-OECD Americas",{"$f":"C153","v":200.8047},{"$f":"$D$153","v":1240.4880000000001},{"$f":"$E$153","v":671.35590000000002},502.23259999999999,null,510,511,512,513,514,515,516,517,518,519,520,521,522,523,524,525,526,527,528,529,530,531,532,533,534,535,536,537,538,539,540,541,542,543,544,545,{"$f":"MOD(AR151,100)+500","v":546},547,548,549,550,null,{"$f":"VLOOKUP($B152,'IEA EFs - Grid'!$A$5:$BD$174,AX$11,FALSE)","v":".."},{"$f":"VLOOKUP($B152,'IEA EFs - Grid'!$A$5:$BD$174,AY$11,FALSE)","v":".."},{"$f":"VLOOKUP($B152,'IEA EFs - Grid'!$A$5:$BD$174,AZ$11,FALSE)","v":".."},{"$f":"VLOOKUP($B152,'IEA EFs - Grid'!$A$5:$BD$174,BA$11,FALSE)","v":0},{"$f":"VLOOKUP($B152,'IEA EFs - Grid'!$A$5:$BD$174,BB$11,FALSE)","v":0},{"$f":"VLOOKUP($B152,'IEA EFs - Grid'!$A$5:$BD$174,BC$11,FALSE)","v":0},{"$f":"VLOOKUP($B152,'IEA EFs - Grid'!$A$5:$BD$174,BD$11,FALSE)","v":0},{"$f":"VLOOKUP($B152,'IEA EFs - Grid'!$A$5:$BD$174,BE$11,FALSE)","v":0},{"$f":"VLOOKUP($B152,'IEA EFs - Grid'!$A$5:$BD$174,BF$11,FALSE)","v":0},{"$f":"VLOOKUP($B152,'IEA EFs - Grid'!$A$5:$BD$174,BG$11,FALSE)","v":0},{"$f":"VLOOKUP($B152,'IEA EFs - Grid'!$A$5:$BD$174,BH$11,FALSE)","v":0},{"$f":"VLOOKUP($B152,'IEA EFs - Grid'!$A$5:$BD$174,BI$11,FALSE)","v":0},{"$f":"VLOOKUP($B152,'IEA EFs - Grid'!$A$5:$BD$174,BJ$11,FALSE)","v":0},{"$f":"VLOOKUP($B152,'IEA EFs - Grid'!$A$5:$BD$174,BK$11,FALSE)","v":0},{"$f":"VLOOKUP($B152,'IEA EFs - Grid'!$A$5:$BD$174,BL$11,FALSE)","v":0},{"$f":"VLOOKUP($B152,'IEA EFs - Grid'!$A$5:$BD$174,BM$11,FALSE)","v":0},{"$f":"VLOOKUP($B152,'IEA EFs - Grid'!$A$5:$BD$174,BN$11,FALSE)","v":0},{"$f":"VLOOKUP($B152,'IEA EFs - Grid'!$A$5:$BD$174,BO$11,FALSE)","v":0},{"$f":"VLOOKUP($B152,'IEA EFs - Grid'!$A$5:$BD$174,BP$11,FALSE)","v":0},{"$f":"VLOOKUP($B152,'IEA EFs - Grid'!$A$5:$BD$174,BQ$11,FALSE)","v":0},{"$f":"VLOOKUP($B152,'IEA EFs - Grid'!$A$5:$BD$174,BR$11,FALSE)","v":0},{"$f":"VLOOKUP($B152,'IEA EFs - Grid'!$A$5:$BD$174,BS$11,FALSE)","v":0},{"$f":"VLOOKUP($B152,'IEA EFs - Grid'!$A$5:$BD$174,BT$11,FALSE)","v":0},{"$f":"VLOOKUP($B152,'IEA EFs - Grid'!$A$5:$BD$174,BU$11,FALSE)","v":0},{"$f":"VLOOKUP($B152,'IEA EFs - Grid'!$A$5:$BD$174,BV$11,FALSE)","v":0},{"$f":"VLOOKUP($B152,'IEA EFs - Grid'!$A$5:$BD$174,BW$11,FALSE)","v":0},{"$f":"VLOOKUP($B152,'IEA EFs - Grid'!$A$5:$BD$174,BX$11,FALSE)","v":0},{"$f":"VLOOKUP($B152,'IEA EFs - Grid'!$A$5:$BD$174,BY$11,FALSE)","v":0},{"$f":"VLOOKUP($B152,'IEA EFs - Grid'!$A$5:$BD$174,BZ$11,FALSE)","v":0},{"$f":"VLOOKUP($B152,'IEA EFs - Grid'!$A$5:$BD$174,CA$11,FALSE)","v":0},{"$f":"VLOOKUP($B152,'IEA EFs - Grid'!$A$5:$BD$174,CB$11,FALSE)","v":0},{"$f":"CB152","v":0},0,0,0,0,0,0,0,0,0,0,0,0,0,0,0,0,0,0,0,0,0,0,0,0,0,0,0,0,0]
["Non-OECD Americas","Non-OECD Americas",200.8047,1240.4880000000001,671.35590000000002,502.83659999999998,null,510,511,512,513,514,515,516,517,518,519,520,521,522,523,524,525,526,527,528,529,530,531,532,533,534,535,536,537,538,539,540,541,542,543,544,545,546,547,548,549,550,null,{"$f":"VLOOKUP($B153,'IEA EFs - Grid'!$A$5:$BD$174,AX$11,FALSE)","v":195.32509999999999},{"$f":"VLOOKUP($B153,'IEA EFs - Grid'!$A$5:$BD$174,AY$11,FALSE)","v":182.4787},{"$f":"VLOOKUP($B153,'IEA EFs - Grid'!$A$5:$BD$174,AZ$11,FALSE)","v":200.8047},{"$f":"VLOOKUP($B153,'IEA EFs - Grid'!$A$5:$BD$174,BA$11,FALSE)","v":198.8432282617683},{"$f":"VLOOKUP($B153,'IEA EFs - Grid'!$A$5:$BD$174,BB$11,FALSE)","v":196.88175652353667},{"$f":"VLOOKUP($B153,'IEA EFs - Grid'!$A$5:$BD$174,BC$11,FALSE)","v":194.92028478530497},{"$f":"VLOOKUP($B153,'IEA EFs - Grid'!$A$5:$BD$174,BD$11,FALSE)","v":191.52675815907799},{"$f":"VLOOKUP($B153,'IEA EFs - Grid'!$A$5:$BD$174,BE$11,FALSE)","v":188.13323153285094},{"$f":"VLOOKUP($B153,'IEA EFs - Grid'!$A$5:$BD$174,BF$11,FALSE)","v":184.73970490662396},{"$f":"VLOOKUP($B153,'IEA EFs - Grid'!$A$5:$BD$174,BG$11,FALSE)","v":181.34617828039691},{"$f":"VLOOKUP($B153,'IEA EFs - Grid'!$A$5:$BD$174,BH$11,FALSE)","v":177.95265165416993},{"$f":"VLOOKUP($B153,'IEA EFs - Grid'!$A$5:$BD$174,BI$11,FALSE)","v":176.84305302799004},{"$f":"VLOOKUP($B153,'IEA EFs - Grid'!$A$5:$BD$174,BJ$11,FALSE)","v":175.73345440181015},{"$f":"VLOOKUP($B153,'IEA EFs - Grid'!$A$5:$BD$174,BK$11,FALSE)","v":174.62385577563026},{"$f":"VLOOKUP($B153,'IEA EFs - Grid'!$A$5:$BD$174,BL$11,FALSE)","v":173.51425714945037},{"$f":"VLOOKUP($B153,'IEA EFs - Grid'!$A$5:$BD$174,BM$11,FALSE)","v":172.40465852327048},{"$f":"VLOOKUP($B153,'IEA EFs - Grid'!$A$5:$BD$174,BN$11,FALSE)","v":171.55621702599234},{"$f":"VLOOKUP($B153,'IEA EFs - Grid'!$A$5:$BD$174,BO$11,FALSE)","v":170.70777552871417},{"$f":"VLOOKUP($B153,'IEA EFs - Grid'!$A$5:$BD$174,BP$11,FALSE)","v":169.85933403143602},{"$f":"VLOOKUP($B153,'IEA EFs - Grid'!$A$5:$BD$174,BQ$11,FALSE)","v":169.01089253415782},{"$f":"VLOOKUP($B153,'IEA EFs - Grid'!$A$5:$BD$174,BR$11,FALSE)","v":168.16245103687967},{"$f":"VLOOKUP($B153,'IEA EFs - Grid'!$A$5:$BD$174,BS$11,FALSE)","v":169.16817800223373},{"$f":"VLOOKUP($B153,'IEA EFs - Grid'!$A$5:$BD$174,BT$11,FALSE)","v":170.17390496758779},{"$f":"VLOOKUP($B153,'IEA EFs - Grid'!$A$5:$BD$174,BU$11,FALSE)","v":171.17963193294185},{"$f":"VLOOKUP($B153,'IEA EFs - Grid'!$A$5:$BD$174,BV$11,FALSE)","v":172.1853588982959},{"$f":"VLOOKUP($B153,'IEA EFs - Grid'!$A$5:$BD$174,BW$11,FALSE)","v":173.19108586364996},{"$f":"VLOOKUP($B153,'IEA EFs - Grid'!$A$5:$BD$174,BX$11,FALSE)","v":173.87674249895164},{"$f":"VLOOKUP($B153,'IEA EFs - Grid'!$A$5:$BD$174,BY$11,FALSE)","v":174.56239913425333},{"$f":"VLOOKUP($B153,'IEA EFs - Grid'!$A$5:$BD$174,BZ$11,FALSE)","v":175.24805576955504},{"$f":"VLOOKUP($B153,'IEA EFs - Grid'!$A$5:$BD$174,CA$11,FALSE)","v":175.93371240485672},{"$f":"VLOOKUP($B153,'IEA EFs - Grid'!$A$5:$BD$174,CB$11,FALSE)","v":176.61936904015843},{"$f":"CB153","v":176.61936904015843},176.61936904015843,176.61936904015843,176.61936904015843,176.61936904015843,176.61936904015843,176.61936904015843,176.61936904015843,176.61936904015843,176.61936904015843,176.61936904015843,176.61936904015843,176.61936904015843,176.61936904015843,176.61936904015843,176.61936904015843,176.61936904015843,176.61936904015843,176.61936904015843,176.61936904015843,176.61936904015843,176.61936904015843,176.61936904015843,176.61936904015843,176.61936904015843,176.61936904015843,176.61936904015843,176.61936904015843,176.61936904015843,176.61936904015843]
["Bahrain","Bahrain",754.71889999999996,{"$f":"$D$166","v":1144.2709},{"$f":"$E$166","v":915.41219999999998},754.71889999999996,null,510,511,512,513,514,515,516,517,518,519,520,521,522,523,524,525,526,527,528,529,530,531,532,533,534,535,536,537,538,539,540,541,542,543,544,545,546,547,548,549,550,null,{"$f":"VLOOKUP($B154,'IEA EFs - Grid'!$A$5:$BD$174,AX$11,FALSE)","v":762.48419999999999},{"$f":"VLOOKUP($B154,'IEA EFs - Grid'!$A$5:$BD$174,AY$11,FALSE)","v":768.04319999999996},{"$f":"VLOOKUP($B154,'IEA EFs - Grid'!$A$5:$BD$174,AZ$11,FALSE)","v":754.71889999999996},{"$f":"VLOOKUP($B154,'IEA EFs - Grid'!$A$5:$BD$174,BA$11,FALSE)","v":731.4032426283319},{"$f":"VLOOKUP($B154,'IEA EFs - Grid'!$A$5:$BD$174,BB$11,FALSE)","v":708.0875852566636},{"$f":"VLOOKUP($B154,'IEA EFs - Grid'!$A$5:$BD$174,BC$11,FALSE)","v":684.77192788499553},{"$f":"VLOOKUP($B154,'IEA EFs - Grid'!$A$5:$BD$174,BD$11,FALSE)","v":668.76135549939181},{"$f":"VLOOKUP($B154,'IEA EFs - Grid'!$A$5:$BD$174,BE$11,FALSE)","v":652.7507831137882},{"$f":"VLOOKUP($B154,'IEA EFs - Grid'!$A$5:$BD$174,BF$11,FALSE)","v":636.74021072818448},{"$f":"VLOOKUP($B154,'IEA EFs - Grid'!$A$5:$BD$174,BG$11,FALSE)","v":620.72963834258087},{"$f":"VLOOKUP($B154,'IEA EFs - Grid'!$A$5:$BD$174,BH$11,FALSE)","v":604.71906595697715},{"$f":"VLOOKUP($B154,'IEA EFs - Grid'!$A$5:$BD$174,BI$11,FALSE)","v":590.81384059520747},{"$f":"VLOOKUP($B154,'IEA EFs - Grid'!$A$5:$BD$174,BJ$11,FALSE)","v":576.9086152334379},{"$f":"VLOOKUP($B154,'IEA EFs - Grid'!$A$5:$BD$174,BK$11,FALSE)","v":563.00338987166822},{"$f":"VLOOKUP($B154,'IEA EFs - Grid'!$A$5:$BD$174,BL$11,FALSE)","v":549.09816450989854},{"$f":"VLOOKUP($B154,'IEA EFs - Grid'!$A$5:$BD$174,BM$11,FALSE)","v":535.19293914812886},{"$f":"VLOOKUP($B154,'IEA EFs - Grid'!$A$5:$BD$174,BN$11,FALSE)","v":525.03348135791475},{"$f":"VLOOKUP($B154,'IEA EFs - Grid'!$A$5:$BD$174,BO$11,FALSE)","v":514.87402356770076},{"$f":"VLOOKUP($B154,'IEA EFs - Grid'!$A$5:$BD$174,BP$11,FALSE)","v":504.71456577748665},{"$f":"VLOOKUP($B154,'IEA EFs - Grid'!$A$5:$BD$174,BQ$11,FALSE)","v":494.55510798727261},{"$f":"VLOOKUP($B154,'IEA EFs - Grid'!$A$5:$BD$174,BR$11,FALSE)","v":484.3956501970585},{"$f":"VLOOKUP($B154,'IEA EFs - Grid'!$A$5:$BD$174,BS$11,FALSE)","v":479.58797243348556},{"$f":"VLOOKUP($B154,'IEA EFs - Grid'!$A$5:$BD$174,BT$11,FALSE)","v":474.78029466991256},{"$f":"VLOOKUP($B154,'IEA EFs - Grid'!$A$5:$BD$174,BU$11,FALSE)","v":469.97261690633962},{"$f":"VLOOKUP($B154,'IEA EFs - Grid'!$A$5:$BD$174,BV$11,FALSE)","v":465.16493914276668},{"$f":"VLOOKUP($B154,'IEA EFs - Grid'!$A$5:$BD$174,BW$11,FALSE)","v":460.35726137919374},{"$f":"VLOOKUP($B154,'IEA EFs - Grid'!$A$5:$BD$174,BX$11,FALSE)","v":457.80004059823864},{"$f":"VLOOKUP($B154,'IEA EFs - Grid'!$A$5:$BD$174,BY$11,FALSE)","v":455.24281981728353},{"$f":"VLOOKUP($B154,'IEA EFs - Grid'!$A$5:$BD$174,BZ$11,FALSE)","v":452.68559903632837},{"$f":"VLOOKUP($B154,'IEA EFs - Grid'!$A$5:$BD$174,CA$11,FALSE)","v":450.12837825537326},{"$f":"VLOOKUP($B154,'IEA EFs - Grid'!$A$5:$BD$174,CB$11,FALSE)","v":447.57115747441816},{"$f":"CB154","v":447.57115747441816},447.57115747441816,447.57115747441816,447.57115747441816,447.57115747441816,447.57115747441816,447.57115747441816,447.57115747441816,447.57115747441816,447.57115747441816,447.57115747441816,447.57115747441816,447.57115747441816,447.57115747441816,447.57115747441816,447.57115747441816,447.57115747441816,447.57115747441816,447.57115747441816,447.57115747441816,447.57115747441816,447.57115747441816,447.57115747441816,447.57115747441816,447.57115747441816,447.57115747441816,447.57115747441816,447.57115747441816,447.57115747441816,447.57115747441816]
["Islamic Rep. of Iran","Iran",568.67899999999997,{"$f":"$D$166","v":1144.2709},905.75850000000003,473.08449999999999,null,510,511,512,513,514,515,516,517,518,519,520,521,522,523,524,525,526,527,528,529,530,531,532,533,534,535,536,537,538,539,540,541,542,543,544,545,546,547,548,549,550,null,{"$f":"VLOOKUP($B155,'IEA EFs - Grid'!$A$5:$BD$174,AX$11,FALSE)","v":564.61469999999997},{"$f":"VLOOKUP($B155,'IEA EFs - Grid'!$A$5:$BD$174,AY$11,FALSE)","v":576.81709999999998},{"$f":"VLOOKUP($B155,'IEA EFs - Grid'!$A$5:$BD$174,AZ$11,FALSE)","v":568.67899999999997},{"$f":"VLOOKUP($B155,'IEA EFs - Grid'!$A$5:$BD$174,BA$11,FALSE)","v":551.11070441542824},{"$f":"VLOOKUP($B155,'IEA EFs - Grid'!$A$5:$BD$174,BB$11,FALSE)","v":533.5424088308564},{"$f":"VLOOKUP($B155,'IEA EFs - Grid'!$A$5:$BD$174,BC$11,FALSE)","v":515.97411324628467},{"$f":"VLOOKUP($B155,'IEA EFs - Grid'!$A$5:$BD$174,BD$11,FALSE)","v":503.9101828297114},{"$f":"VLOOKUP($B155,'IEA EFs - Grid'!$A$5:$BD$174,BE$11,FALSE)","v":491.84625241313825},{"$f":"VLOOKUP($B155,'IEA EFs - Grid'!$A$5:$BD$174,BF$11,FALSE)","v":479.78232199656492},{"$f":"VLOOKUP($B155,'IEA EFs - Grid'!$A$5:$BD$174,BG$11,FALSE)","v":467.71839157999176},{"$f":"VLOOKUP($B155,'IEA EFs - Grid'!$A$5:$BD$174,BH$11,FALSE)","v":455.65446116341849},{"$f":"VLOOKUP($B155,'IEA EFs - Grid'!$A$5:$BD$174,BI$11,FALSE)","v":445.17690501170978},{"$f":"VLOOKUP($B155,'IEA EFs - Grid'!$A$5:$BD$174,BJ$11,FALSE)","v":434.69934886000118},{"$f":"VLOOKUP($B155,'IEA EFs - Grid'!$A$5:$BD$174,BK$11,FALSE)","v":424.22179270829247},{"$f":"VLOOKUP($B155,'IEA EFs - Grid'!$A$5:$BD$174,BL$11,FALSE)","v":413.74423655658376},{"$f":"VLOOKUP($B155,'IEA EFs - Grid'!$A$5:$BD$174,BM$11,FALSE)","v":403.2666804048751},{"$f":"VLOOKUP($B155,'IEA EFs - Grid'!$A$5:$BD$174,BN$11,FALSE)","v":395.61155172493721},{"$f":"VLOOKUP($B155,'IEA EFs - Grid'!$A$5:$BD$174,BO$11,FALSE)","v":387.95642304499938},{"$f":"VLOOKUP($B155,'IEA EFs - Grid'!$A$5:$BD$174,BP$11,FALSE)","v":380.30129436506149},{"$f":"VLOOKUP($B155,'IEA EFs - Grid'!$A$5:$BD$174,BQ$11,FALSE)","v":372.64616568512366},{"$f":"VLOOKUP($B155,'IEA EFs - Grid'!$A$5:$BD$174,BR$11,FALSE)","v":364.99103700518577},{"$f":"VLOOKUP($B155,'IEA EFs - Grid'!$A$5:$BD$174,BS$11,FALSE)","v":361.3684625832243},{"$f":"VLOOKUP($B155,'IEA EFs - Grid'!$A$5:$BD$174,BT$11,FALSE)","v":357.74588816126283},{"$f":"VLOOKUP($B155,'IEA EFs - Grid'!$A$5:$BD$174,BU$11,FALSE)","v":354.12331373930135},{"$f":"VLOOKUP($B155,'IEA EFs - Grid'!$A$5:$BD$174,BV$11,FALSE)","v":350.50073931733988},{"$f":"VLOOKUP($B155,'IEA EFs - Grid'!$A$5:$BD$174,BW$11,FALSE)","v":346.8781648953784},{"$f":"VLOOKUP($B155,'IEA EFs - Grid'!$A$5:$BD$174,BX$11,FALSE)","v":344.95130476706737},{"$f":"VLOOKUP($B155,'IEA EFs - Grid'!$A$5:$BD$174,BY$11,FALSE)","v":343.02444463875634},{"$f":"VLOOKUP($B155,'IEA EFs - Grid'!$A$5:$BD$174,BZ$11,FALSE)","v":341.09758451044524},{"$f":"VLOOKUP($B155,'IEA EFs - Grid'!$A$5:$BD$174,CA$11,FALSE)","v":339.17072438213415},{"$f":"VLOOKUP($B155,'IEA EFs - Grid'!$A$5:$BD$174,CB$11,FALSE)","v":337.24386425382312},{"$f":"CB155","v":337.24386425382312},337.24386425382312,337.24386425382312,337.24386425382312,337.24386425382312,337.24386425382312,337.24386425382312,337.24386425382312,337.24386425382312,337.24386425382312,337.24386425382312,337.24386425382312,337.24386425382312,337.24386425382312,337.24386425382312,337.24386425382312,337.24386425382312,337.24386425382312,337.24386425382312,337.24386425382312,337.24386425382312,337.24386425382312,337.24386425382312,337.24386425382312,337.24386425382312,337.24386425382312,337.24386425382312,337.24386425382312,337.24386425382312,337.24386425382312]
["Iraq","Iraq",907.31920000000002,1144.2709,1945.5879,330.7998,null,510,511,512,513,514,515,516,517,518,519,520,521,522,523,524,525,526,527,528,529,530,531,532,533,534,535,536,537,538,539,540,541,542,543,544,545,546,547,548,549,550,null,{"$f":"VLOOKUP($B156,'IEA EFs - Grid'!$A$5:$BD$174,AX$11,FALSE)","v":1001.5861},{"$f":"VLOOKUP($B156,'IEA EFs - Grid'!$A$5:$BD$174,AY$11,FALSE)","v":902.28909999999996},{"$f":"VLOOKUP($B156,'IEA EFs - Grid'!$A$5:$BD$174,AZ$11,FALSE)","v":907.31920000000002},{"$f":"VLOOKUP($B156,'IEA EFs - Grid'!$A$5:$BD$174,BA$11,FALSE)","v":879.28923600421831},{"$f":"VLOOKUP($B156,'IEA EFs - Grid'!$A$5:$BD$174,BB$11,FALSE)","v":851.25927200843637},{"$f":"VLOOKUP($B156,'IEA EFs - Grid'!$A$5:$BD$174,BC$11,FALSE)","v":823.22930801265466},{"$f":"VLOOKUP($B156,'IEA EFs - Grid'!$A$5:$BD$174,BD$11,FALSE)","v":803.98147981006423},{"$f":"VLOOKUP($B156,'IEA EFs - Grid'!$A$5:$BD$174,BE$11,FALSE)","v":784.73365160747392},{"$f":"VLOOKUP($B156,'IEA EFs - Grid'!$A$5:$BD$174,BF$11,FALSE)","v":765.48582340488349},{"$f":"VLOOKUP($B156,'IEA EFs - Grid'!$A$5:$BD$174,BG$11,FALSE)","v":746.23799520229318},{"$f":"VLOOKUP($B156,'IEA EFs - Grid'!$A$5:$BD$174,BH$11,FALSE)","v":726.99016699970275},{"$f":"VLOOKUP($B156,'IEA EFs - Grid'!$A$5:$BD$174,BI$11,FALSE)","v":710.27337621698803},{"$f":"VLOOKUP($B156,'IEA EFs - Grid'!$A$5:$BD$174,BJ$11,FALSE)","v":693.55658543427342},{"$f":"VLOOKUP($B156,'IEA EFs - Grid'!$A$5:$BD$174,BK$11,FALSE)","v":676.83979465155869},{"$f":"VLOOKUP($B156,'IEA EFs - Grid'!$A$5:$BD$174,BL$11,FALSE)","v":660.12300386884397},{"$f":"VLOOKUP($B156,'IEA EFs - Grid'!$A$5:$BD$174,BM$11,FALSE)","v":643.40621308612924},{"$f":"VLOOKUP($B156,'IEA EFs - Grid'!$A$5:$BD$174,BN$11,FALSE)","v":631.19256491241731},{"$f":"VLOOKUP($B156,'IEA EFs - Grid'!$A$5:$BD$174,BO$11,FALSE)","v":618.97891673870549},{"$f":"VLOOKUP($B156,'IEA EFs - Grid'!$A$5:$BD$174,BP$11,FALSE)","v":606.76526856499356},{"$f":"VLOOKUP($B156,'IEA EFs - Grid'!$A$5:$BD$174,BQ$11,FALSE)","v":594.55162039128174},{"$f":"VLOOKUP($B156,'IEA EFs - Grid'!$A$5:$BD$174,BR$11,FALSE)","v":582.33797221756981},{"$f":"VLOOKUP($B156,'IEA EFs - Grid'!$A$5:$BD$174,BS$11,FALSE)","v":576.55820660907261},{"$f":"VLOOKUP($B156,'IEA EFs - Grid'!$A$5:$BD$174,BT$11,FALSE)","v":570.77844100057541},{"$f":"VLOOKUP($B156,'IEA EFs - Grid'!$A$5:$BD$174,BU$11,FALSE)","v":564.99867539207821},{"$f":"VLOOKUP($B156,'IEA EFs - Grid'!$A$5:$BD$174,BV$11,FALSE)","v":559.21890978358101},{"$f":"VLOOKUP($B156,'IEA EFs - Grid'!$A$5:$BD$174,BW$11,FALSE)","v":553.43914417508381},{"$f":"VLOOKUP($B156,'IEA EFs - Grid'!$A$5:$BD$174,BX$11,FALSE)","v":550.36486643644548},{"$f":"VLOOKUP($B156,'IEA EFs - Grid'!$A$5:$BD$174,BY$11,FALSE)","v":547.29058869780715},{"$f":"VLOOKUP($B156,'IEA EFs - Grid'!$A$5:$BD$174,BZ$11,FALSE)","v":544.21631095916882},{"$f":"VLOOKUP($B156,'IEA EFs - Grid'!$A$5:$BD$174,CA$11,FALSE)","v":541.14203322053049},{"$f":"VLOOKUP($B156,'IEA EFs - Grid'!$A$5:$BD$174,CB$11,FALSE)","v":538.06775548189216},{"$f":"CB156","v":538.06775548189216},538.06775548189216,538.06775548189216,538.06775548189216,538.06775548189216,538.06775548189216,538.06775548189216,538.06775548189216,538.06775548189216,538.06775548189216,538.06775548189216,538.06775548189216,538.06775548189216,538.06775548189216,538.06775548189216,538.06775548189216,538.06775548189216,538.06775548189216,538.06775548189216,538.06775548189216,538.06775548189216,538.06775548189216,538.06775548189216,538.06775548189216,538.06775548189216,538.06775548189216,538.06775548189216,538.06775548189216,538.06775548189216,538.06775548189216]
["Jordan","Jordan",635.61580000000004,1144.2709,670.17309999999998,499.36489999999998,null,510,511,512,513,514,515,516,517,518,519,520,521,522,523,524,525,526,527,528,529,530,531,532,533,534,535,536,537,538,539,540,541,542,543,544,545,546,547,548,549,550,null,{"$f":"VLOOKUP($B157,'IEA EFs - Grid'!$A$5:$BD$174,AX$11,FALSE)","v":575.47529999999995},{"$f":"VLOOKUP($B157,'IEA EFs - Grid'!$A$5:$BD$174,AY$11,FALSE)","v":637.42790000000002},{"$f":"VLOOKUP($B157,'IEA EFs - Grid'!$A$5:$BD$174,AZ$11,FALSE)","v":635.61580000000004},{"$f":"VLOOKUP($B157,'IEA EFs - Grid'!$A$5:$BD$174,BA$11,FALSE)","v":615.97961464301659},{"$f":"VLOOKUP($B157,'IEA EFs - Grid'!$A$5:$BD$174,BB$11,FALSE)","v":596.34342928603292},{"$f":"VLOOKUP($B157,'IEA EFs - Grid'!$A$5:$BD$174,BC$11,FALSE)","v":576.70724392904935},{"$f":"VLOOKUP($B157,'IEA EFs - Grid'!$A$5:$BD$174,BD$11,FALSE)","v":563.22331928461097},{"$f":"VLOOKUP($B157,'IEA EFs - Grid'!$A$5:$BD$174,BE$11,FALSE)","v":549.73939464017269},{"$f":"VLOOKUP($B157,'IEA EFs - Grid'!$A$5:$BD$174,BF$11,FALSE)","v":536.2554699957343},{"$f":"VLOOKUP($B157,'IEA EFs - Grid'!$A$5:$BD$174,BG$11,FALSE)","v":522.77154535129603},{"$f":"VLOOKUP($B157,'IEA EFs - Grid'!$A$5:$BD$174,BH$11,FALSE)","v":509.28762070685769},{"$f":"VLOOKUP($B157,'IEA EFs - Grid'!$A$5:$BD$174,BI$11,FALSE)","v":497.57679573281564},{"$f":"VLOOKUP($B157,'IEA EFs - Grid'!$A$5:$BD$174,BJ$11,FALSE)","v":485.8659707587737},{"$f":"VLOOKUP($B157,'IEA EFs - Grid'!$A$5:$BD$174,BK$11,FALSE)","v":474.15514578473164},{"$f":"VLOOKUP($B157,'IEA EFs - Grid'!$A$5:$BD$174,BL$11,FALSE)","v":462.44432081068959},{"$f":"VLOOKUP($B157,'IEA EFs - Grid'!$A$5:$BD$174,BM$11,FALSE)","v":450.73349583664759},{"$f":"VLOOKUP($B157,'IEA EFs - Grid'!$A$5:$BD$174,BN$11,FALSE)","v":442.1773143353056},{"$f":"VLOOKUP($B157,'IEA EFs - Grid'!$A$5:$BD$174,BO$11,FALSE)","v":433.62113283396366},{"$f":"VLOOKUP($B157,'IEA EFs - Grid'!$A$5:$BD$174,BP$11,FALSE)","v":425.06495133262166},{"$f":"VLOOKUP($B157,'IEA EFs - Grid'!$A$5:$BD$174,BQ$11,FALSE)","v":416.50876983127972},{"$f":"VLOOKUP($B157,'IEA EFs - Grid'!$A$5:$BD$174,BR$11,FALSE)","v":407.95258832993773},{"$f":"VLOOKUP($B157,'IEA EFs - Grid'!$A$5:$BD$174,BS$11,FALSE)","v":403.90361599356766},{"$f":"VLOOKUP($B157,'IEA EFs - Grid'!$A$5:$BD$174,BT$11,FALSE)","v":399.85464365719758},{"$f":"VLOOKUP($B157,'IEA EFs - Grid'!$A$5:$BD$174,BU$11,FALSE)","v":395.80567132082751},{"$f":"VLOOKUP($B157,'IEA EFs - Grid'!$A$5:$BD$174,BV$11,FALSE)","v":391.75669898445744},{"$f":"VLOOKUP($B157,'IEA EFs - Grid'!$A$5:$BD$174,BW$11,FALSE)","v":387.70772664808737},{"$f":"VLOOKUP($B157,'IEA EFs - Grid'!$A$5:$BD$174,BX$11,FALSE)","v":385.55406396326072},{"$f":"VLOOKUP($B157,'IEA EFs - Grid'!$A$5:$BD$174,BY$11,FALSE)","v":383.40040127843406},{"$f":"VLOOKUP($B157,'IEA EFs - Grid'!$A$5:$BD$174,BZ$11,FALSE)","v":381.2467385936074},{"$f":"VLOOKUP($B157,'IEA EFs - Grid'!$A$5:$BD$174,CA$11,FALSE)","v":379.09307590878075},{"$f":"VLOOKUP($B157,'IEA EFs - Grid'!$A$5:$BD$174,CB$11,FALSE)","v":376.93941322395409},{"$f":"CB157","v":376.93941322395409},376.93941322395409,376.93941322395409,376.93941322395409,376.93941322395409,376.93941322395409,376.93941322395409,376.93941322395409,376.93941322395409,376.93941322395409,376.93941322395409,376.93941322395409,376.93941322395409,376.93941322395409,376.93941322395409,376.93941322395409,376.93941322395409,376.93941322395409,376.93941322395409,376.93941322395409,376.93941322395409,376.93941322395409,376.93941322395409,376.93941322395409,376.93941322395409,376.93941322395409,376.93941322395409,376.93941322395409,376.93941322395409,376.93941322395409]
["Kuwait","Kuwait",744.97059999999999,1144.2709,842.09519999999998,573.92409999999995,null,510,511,512,513,514,515,516,517,518,519,520,521,522,523,524,525,526,527,528,529,530,531,532,533,534,535,536,537,538,539,540,541,542,543,544,545,546,547,548,549,550,null,{"$f":"VLOOKUP($B158,'IEA EFs - Grid'!$A$5:$BD$174,AX$11,FALSE)","v":757.55},{"$f":"VLOOKUP($B158,'IEA EFs - Grid'!$A$5:$BD$174,AY$11,FALSE)","v":787.24249999999995},{"$f":"VLOOKUP($B158,'IEA EFs - Grid'!$A$5:$BD$174,AZ$11,FALSE)","v":744.97059999999999},{"$f":"VLOOKUP($B158,'IEA EFs - Grid'!$A$5:$BD$174,BA$11,FALSE)","v":721.95609849279515},{"$f":"VLOOKUP($B158,'IEA EFs - Grid'!$A$5:$BD$174,BB$11,FALSE)","v":698.94159698559008},{"$f":"VLOOKUP($B158,'IEA EFs - Grid'!$A$5:$BD$174,BC$11,FALSE)","v":675.92709547838524},{"$f":"VLOOKUP($B158,'IEA EFs - Grid'!$A$5:$BD$174,BD$11,FALSE)","v":660.12332308518478},{"$f":"VLOOKUP($B158,'IEA EFs - Grid'!$A$5:$BD$174,BE$11,FALSE)","v":644.31955069198443},{"$f":"VLOOKUP($B158,'IEA EFs - Grid'!$A$5:$BD$174,BF$11,FALSE)","v":628.51577829878397},{"$f":"VLOOKUP($B158,'IEA EFs - Grid'!$A$5:$BD$174,BG$11,FALSE)","v":612.71200590558362},{"$f":"VLOOKUP($B158,'IEA EFs - Grid'!$A$5:$BD$174,BH$11,FALSE)","v":596.90823351238316},{"$f":"VLOOKUP($B158,'IEA EFs - Grid'!$A$5:$BD$174,BI$11,FALSE)","v":583.1826145025866},{"$f":"VLOOKUP($B158,'IEA EFs - Grid'!$A$5:$BD$174,BJ$11,FALSE)","v":569.45699549279016},{"$f":"VLOOKUP($B158,'IEA EFs - Grid'!$A$5:$BD$174,BK$11,FALSE)","v":555.7313764829936},{"$f":"VLOOKUP($B158,'IEA EFs - Grid'!$A$5:$BD$174,BL$11,FALSE)","v":542.00575747319692},{"$f":"VLOOKUP($B158,'IEA EFs - Grid'!$A$5:$BD$174,BM$11,FALSE)","v":528.28013846340036},{"$f":"VLOOKUP($B158,'IEA EFs - Grid'!$A$5:$BD$174,BN$11,FALSE)","v":518.25190495069717},{"$f":"VLOOKUP($B158,'IEA EFs - Grid'!$A$5:$BD$174,BO$11,FALSE)","v":508.22367143799408},{"$f":"VLOOKUP($B158,'IEA EFs - Grid'!$A$5:$BD$174,BP$11,FALSE)","v":498.19543792529089},{"$f":"VLOOKUP($B158,'IEA EFs - Grid'!$A$5:$BD$174,BQ$11,FALSE)","v":488.16720441258775},{"$f":"VLOOKUP($B158,'IEA EFs - Grid'!$A$5:$BD$174,BR$11,FALSE)","v":478.13897089988455},{"$f":"VLOOKUP($B158,'IEA EFs - Grid'!$A$5:$BD$174,BS$11,FALSE)","v":473.39339133624094},{"$f":"VLOOKUP($B158,'IEA EFs - Grid'!$A$5:$BD$174,BT$11,FALSE)","v":468.64781177259727},{"$f":"VLOOKUP($B158,'IEA EFs - Grid'!$A$5:$BD$174,BU$11,FALSE)","v":463.90223220895365},{"$f":"VLOOKUP($B158,'IEA EFs - Grid'!$A$5:$BD$174,BV$11,FALSE)","v":459.15665264531003},{"$f":"VLOOKUP($B158,'IEA EFs - Grid'!$A$5:$BD$174,BW$11,FALSE)","v":454.41107308166642},{"$f":"VLOOKUP($B158,'IEA EFs - Grid'!$A$5:$BD$174,BX$11,FALSE)","v":451.88688255255602},{"$f":"VLOOKUP($B158,'IEA EFs - Grid'!$A$5:$BD$174,BY$11,FALSE)","v":449.36269202344562},{"$f":"VLOOKUP($B158,'IEA EFs - Grid'!$A$5:$BD$174,BZ$11,FALSE)","v":446.83850149433522},{"$f":"VLOOKUP($B158,'IEA EFs - Grid'!$A$5:$BD$174,CA$11,FALSE)","v":444.31431096522482},{"$f":"VLOOKUP($B158,'IEA EFs - Grid'!$A$5:$BD$174,CB$11,FALSE)","v":441.79012043611442},{"$f":"CB158","v":441.79012043611442},441.79012043611442,441.79012043611442,441.79012043611442,441.79012043611442,441.79012043611442,441.79012043611442,441.79012043611442,441.79012043611442,441.79012043611442,441.79012043611442,441.79012043611442,441.79012043611442,441.79012043611442,441.79012043611442,441.79012043611442,441.79012043611442,441.79012043611442,441.79012043611442,441.79012043611442,441.79012043611442,441.79012043611442,441.79012043611442,441.79012043611442,441.79012043611442,441.79012043611442,441.79012043611442,441.79012043611442,441.79012043611442,441.79012043611442]
["Lebanon","Lebanon",805.64070000000004,1144.2709,864.34829999999999,{"$f":"$F$166","v":547.42639999999994},null,510,511,512,513,514,515,516,517,518,519,520,521,522,523,524,525,526,527,528,529,530,531,532,533,534,535,536,537,538,539,540,541,542,543,544,545,546,547,548,549,550,null,{"$f":"VLOOKUP($B159,'IEA EFs - Grid'!$A$5:$BD$174,AX$11,FALSE)","v":708.80880000000002},{"$f":"VLOOKUP($B159,'IEA EFs - Grid'!$A$5:$BD$174,AY$11,FALSE)","v":706.9425},{"$f":"VLOOKUP($B159,'IEA EFs - Grid'!$A$5:$BD$174,AZ$11,FALSE)","v":805.64070000000004},{"$f":"VLOOKUP($B159,'IEA EFs - Grid'!$A$5:$BD$174,BA$11,FALSE)","v":780.75190693297759},{"$f":"VLOOKUP($B159,'IEA EFs - Grid'!$A$5:$BD$174,BB$11,FALSE)","v":755.86311386595492},{"$f":"VLOOKUP($B159,'IEA EFs - Grid'!$A$5:$BD$174,BC$11,FALSE)","v":730.97432079893247},{"$f":"VLOOKUP($B159,'IEA EFs - Grid'!$A$5:$BD$174,BD$11,FALSE)","v":713.88349566637191},{"$f":"VLOOKUP($B159,'IEA EFs - Grid'!$A$5:$BD$174,BE$11,FALSE)","v":696.79267053381147},{"$f":"VLOOKUP($B159,'IEA EFs - Grid'!$A$5:$BD$174,BF$11,FALSE)","v":679.70184540125092},{"$f":"VLOOKUP($B159,'IEA EFs - Grid'!$A$5:$BD$174,BG$11,FALSE)","v":662.61102026869048},{"$f":"VLOOKUP($B159,'IEA EFs - Grid'!$A$5:$BD$174,BH$11,FALSE)","v":645.52019513612993},{"$f":"VLOOKUP($B159,'IEA EFs - Grid'!$A$5:$BD$174,BI$11,FALSE)","v":630.67676734584415},{"$f":"VLOOKUP($B159,'IEA EFs - Grid'!$A$5:$BD$174,BJ$11,FALSE)","v":615.8333395555585},{"$f":"VLOOKUP($B159,'IEA EFs - Grid'!$A$5:$BD$174,BK$11,FALSE)","v":600.98991176527272},{"$f":"VLOOKUP($B159,'IEA EFs - Grid'!$A$5:$BD$174,BL$11,FALSE)","v":586.14648397498695},{"$f":"VLOOKUP($B159,'IEA EFs - Grid'!$A$5:$BD$174,BM$11,FALSE)","v":571.30305618470129},{"$f":"VLOOKUP($B159,'IEA EFs - Grid'!$A$5:$BD$174,BN$11,FALSE)","v":560.45812744934221},{"$f":"VLOOKUP($B159,'IEA EFs - Grid'!$A$5:$BD$174,BO$11,FALSE)","v":549.61319871398325},{"$f":"VLOOKUP($B159,'IEA EFs - Grid'!$A$5:$BD$174,BP$11,FALSE)","v":538.76826997862418},{"$f":"VLOOKUP($B159,'IEA EFs - Grid'!$A$5:$BD$174,BQ$11,FALSE)","v":527.92334124326521},{"$f":"VLOOKUP($B159,'IEA EFs - Grid'!$A$5:$BD$174,BR$11,FALSE)","v":517.07841250790614},{"$f":"VLOOKUP($B159,'IEA EFs - Grid'!$A$5:$BD$174,BS$11,FALSE)","v":511.94635489172697},{"$f":"VLOOKUP($B159,'IEA EFs - Grid'!$A$5:$BD$174,BT$11,FALSE)","v":506.8142972755478},{"$f":"VLOOKUP($B159,'IEA EFs - Grid'!$A$5:$BD$174,BU$11,FALSE)","v":501.68223965936863},{"$f":"VLOOKUP($B159,'IEA EFs - Grid'!$A$5:$BD$174,BV$11,FALSE)","v":496.55018204318947},{"$f":"VLOOKUP($B159,'IEA EFs - Grid'!$A$5:$BD$174,BW$11,FALSE)","v":491.4181244270103},{"$f":"VLOOKUP($B159,'IEA EFs - Grid'!$A$5:$BD$174,BX$11,FALSE)","v":488.6883648568932},{"$f":"VLOOKUP($B159,'IEA EFs - Grid'!$A$5:$BD$174,BY$11,FALSE)","v":485.95860528677611},{"$f":"VLOOKUP($B159,'IEA EFs - Grid'!$A$5:$BD$174,BZ$11,FALSE)","v":483.22884571665901},{"$f":"VLOOKUP($B159,'IEA EFs - Grid'!$A$5:$BD$174,CA$11,FALSE)","v":480.49908614654191},{"$f":"VLOOKUP($B159,'IEA EFs - Grid'!$A$5:$BD$174,CB$11,FALSE)","v":477.76932657642482},{"$f":"CB159","v":477.76932657642482},477.76932657642482,477.76932657642482,477.76932657642482,477.76932657642482,477.76932657642482,477.76932657642482,477.76932657642482,477.76932657642482,477.76932657642482,477.76932657642482,477.76932657642482,477.76932657642482,477.76932657642482,477.76932657642482,477.76932657642482,477.76932657642482,477.76932657642482,477.76932657642482,477.76932657642482,477.76932657642482,477.76932657642482,477.76932657642482,477.76932657642482,477.76932657642482,477.76932657642482,477.76932657642482,477.76932657642482,477.76932657642482,477.76932657642482]
["Oman","Oman",602.0761,1144.2709,766.20500000000004,598.00850000000003,null,510,511,512,513,514,515,516,517,518,519,520,521,522,523,524,525,526,527,528,529,530,531,532,533,534,535,536,537,538,539,540,541,542,543,544,545,546,547,548,549,550,null,{"$f":"VLOOKUP($B160,'IEA EFs - Grid'!$A$5:$BD$174,AX$11,FALSE)","v":638.19579999999996},{"$f":"VLOOKUP($B160,'IEA EFs - Grid'!$A$5:$BD$174,AY$11,FALSE)","v":614.83569999999997},{"$f":"VLOOKUP($B160,'IEA EFs - Grid'!$A$5:$BD$174,AZ$11,FALSE)","v":602.0761},{"$f":"VLOOKUP($B160,'IEA EFs - Grid'!$A$5:$BD$174,BA$11,FALSE)","v":583.47606221206308},{"$f":"VLOOKUP($B160,'IEA EFs - Grid'!$A$5:$BD$174,BB$11,FALSE)","v":564.87602442412606},{"$f":"VLOOKUP($B160,'IEA EFs - Grid'!$A$5:$BD$174,BC$11,FALSE)","v":546.27598663618915},{"$f":"VLOOKUP($B160,'IEA EFs - Grid'!$A$5:$BD$174,BD$11,FALSE)","v":533.50357166063736},{"$f":"VLOOKUP($B160,'IEA EFs - Grid'!$A$5:$BD$174,BE$11,FALSE)","v":520.73115668508569},{"$f":"VLOOKUP($B160,'IEA EFs - Grid'!$A$5:$BD$174,BF$11,FALSE)","v":507.95874170953391},{"$f":"VLOOKUP($B160,'IEA EFs - Grid'!$A$5:$BD$174,BG$11,FALSE)","v":495.18632673398224},{"$f":"VLOOKUP($B160,'IEA EFs - Grid'!$A$5:$BD$174,BH$11,FALSE)","v":482.41391175843046},{"$f":"VLOOKUP($B160,'IEA EFs - Grid'!$A$5:$BD$174,BI$11,FALSE)","v":471.32103485361813},{"$f":"VLOOKUP($B160,'IEA EFs - Grid'!$A$5:$BD$174,BJ$11,FALSE)","v":460.22815794880586},{"$f":"VLOOKUP($B160,'IEA EFs - Grid'!$A$5:$BD$174,BK$11,FALSE)","v":449.13528104399353},{"$f":"VLOOKUP($B160,'IEA EFs - Grid'!$A$5:$BD$174,BL$11,FALSE)","v":438.04240413918114},{"$f":"VLOOKUP($B160,'IEA EFs - Grid'!$A$5:$BD$174,BM$11,FALSE)","v":426.94952723436882},{"$f":"VLOOKUP($B160,'IEA EFs - Grid'!$A$5:$BD$174,BN$11,FALSE)","v":418.84483193066472},{"$f":"VLOOKUP($B160,'IEA EFs - Grid'!$A$5:$BD$174,BO$11,FALSE)","v":410.74013662696069},{"$f":"VLOOKUP($B160,'IEA EFs - Grid'!$A$5:$BD$174,BP$11,FALSE)","v":402.63544132325654},{"$f":"VLOOKUP($B160,'IEA EFs - Grid'!$A$5:$BD$174,BQ$11,FALSE)","v":394.53074601955251},{"$f":"VLOOKUP($B160,'IEA EFs - Grid'!$A$5:$BD$174,BR$11,FALSE)","v":386.42605071584842},{"$f":"VLOOKUP($B160,'IEA EFs - Grid'!$A$5:$BD$174,BS$11,FALSE)","v":382.59073152886538},{"$f":"VLOOKUP($B160,'IEA EFs - Grid'!$A$5:$BD$174,BT$11,FALSE)","v":378.75541234188233},{"$f":"VLOOKUP($B160,'IEA EFs - Grid'!$A$5:$BD$174,BU$11,FALSE)","v":374.92009315489929},{"$f":"VLOOKUP($B160,'IEA EFs - Grid'!$A$5:$BD$174,BV$11,FALSE)","v":371.08477396791625},{"$f":"VLOOKUP($B160,'IEA EFs - Grid'!$A$5:$BD$174,BW$11,FALSE)","v":367.24945478093321},{"$f":"VLOOKUP($B160,'IEA EFs - Grid'!$A$5:$BD$174,BX$11,FALSE)","v":365.20943496079036},{"$f":"VLOOKUP($B160,'IEA EFs - Grid'!$A$5:$BD$174,BY$11,FALSE)","v":363.16941514064752},{"$f":"VLOOKUP($B160,'IEA EFs - Grid'!$A$5:$BD$174,BZ$11,FALSE)","v":361.12939532050461},{"$f":"VLOOKUP($B160,'IEA EFs - Grid'!$A$5:$BD$174,CA$11,FALSE)","v":359.08937550036177},{"$f":"VLOOKUP($B160,'IEA EFs - Grid'!$A$5:$BD$174,CB$11,FALSE)","v":357.04935568021892},{"$f":"CB160","v":357.04935568021892},357.04935568021892,357.04935568021892,357.04935568021892,357.04935568021892,357.04935568021892,357.04935568021892,357.04935568021892,357.04935568021892,357.04935568021892,357.04935568021892,357.04935568021892,357.04935568021892,357.04935568021892,357.04935568021892,357.04935568021892,357.04935568021892,357.04935568021892,357.04935568021892,357.04935568021892,357.04935568021892,357.04935568021892,357.04935568021892,357.04935568021892,357.04935568021892,357.04935568021892,357.04935568021892,357.04935568021892,357.04935568021892,357.04935568021892]
["Qatar","Qatar",492.94900000000001,1144.2709,{"$f":"$E$166","v":915.41219999999998},492.94900000000001,null,510,511,512,513,514,515,516,517,518,519,520,521,522,523,524,525,526,527,528,529,530,531,532,533,534,535,536,537,538,539,540,541,542,543,544,545,546,547,548,549,550,null,{"$f":"VLOOKUP($B161,'IEA EFs - Grid'!$A$5:$BD$174,AX$11,FALSE)","v":493.00639999999999},{"$f":"VLOOKUP($B161,'IEA EFs - Grid'!$A$5:$BD$174,AY$11,FALSE)","v":489.72629999999998},{"$f":"VLOOKUP($B161,'IEA EFs - Grid'!$A$5:$BD$174,AZ$11,FALSE)","v":492.94900000000001},{"$f":"VLOOKUP($B161,'IEA EFs - Grid'!$A$5:$BD$174,BA$11,FALSE)","v":477.72024398805121},{"$f":"VLOOKUP($B161,'IEA EFs - Grid'!$A$5:$BD$174,BB$11,FALSE)","v":462.49148797610229},{"$f":"VLOOKUP($B161,'IEA EFs - Grid'!$A$5:$BD$174,BC$11,FALSE)","v":447.26273196415343},{"$f":"VLOOKUP($B161,'IEA EFs - Grid'!$A$5:$BD$174,BD$11,FALSE)","v":436.80533431992995},{"$f":"VLOOKUP($B161,'IEA EFs - Grid'!$A$5:$BD$174,BE$11,FALSE)","v":426.34793667570653},{"$f":"VLOOKUP($B161,'IEA EFs - Grid'!$A$5:$BD$174,BF$11,FALSE)","v":415.890539031483},{"$f":"VLOOKUP($B161,'IEA EFs - Grid'!$A$5:$BD$174,BG$11,FALSE)","v":405.43314138725958},{"$f":"VLOOKUP($B161,'IEA EFs - Grid'!$A$5:$BD$174,BH$11,FALSE)","v":394.97574374303611},{"$f":"VLOOKUP($B161,'IEA EFs - Grid'!$A$5:$BD$174,BI$11,FALSE)","v":385.89346564338996},{"$f":"VLOOKUP($B161,'IEA EFs - Grid'!$A$5:$BD$174,BJ$11,FALSE)","v":376.81118754374393},{"$f":"VLOOKUP($B161,'IEA EFs - Grid'!$A$5:$BD$174,BK$11,FALSE)","v":367.72890944409784},{"$f":"VLOOKUP($B161,'IEA EFs - Grid'!$A$5:$BD$174,BL$11,FALSE)","v":358.64663134445169},{"$f":"VLOOKUP($B161,'IEA EFs - Grid'!$A$5:$BD$174,BM$11,FALSE)","v":349.5643532448056},{"$f":"VLOOKUP($B161,'IEA EFs - Grid'!$A$5:$BD$174,BN$11,FALSE)","v":342.92864482644183},{"$f":"VLOOKUP($B161,'IEA EFs - Grid'!$A$5:$BD$174,BO$11,FALSE)","v":336.29293640807811},{"$f":"VLOOKUP($B161,'IEA EFs - Grid'!$A$5:$BD$174,BP$11,FALSE)","v":329.65722798971433},{"$f":"VLOOKUP($B161,'IEA EFs - Grid'!$A$5:$BD$174,BQ$11,FALSE)","v":323.02151957135061},{"$f":"VLOOKUP($B161,'IEA EFs - Grid'!$A$5:$BD$174,BR$11,FALSE)","v":316.38581115298683},{"$f":"VLOOKUP($B161,'IEA EFs - Grid'!$A$5:$BD$174,BS$11,FALSE)","v":313.24564870856477},{"$f":"VLOOKUP($B161,'IEA EFs - Grid'!$A$5:$BD$174,BT$11,FALSE)","v":310.10548626414271},{"$f":"VLOOKUP($B161,'IEA EFs - Grid'!$A$5:$BD$174,BU$11,FALSE)","v":306.96532381972065},{"$f":"VLOOKUP($B161,'IEA EFs - Grid'!$A$5:$BD$174,BV$11,FALSE)","v":303.82516137529859},{"$f":"VLOOKUP($B161,'IEA EFs - Grid'!$A$5:$BD$174,BW$11,FALSE)","v":300.68499893087653},{"$f":"VLOOKUP($B161,'IEA EFs - Grid'!$A$5:$BD$174,BX$11,FALSE)","v":299.0147354370763},{"$f":"VLOOKUP($B161,'IEA EFs - Grid'!$A$5:$BD$174,BY$11,FALSE)","v":297.34447194327606},{"$f":"VLOOKUP($B161,'IEA EFs - Grid'!$A$5:$BD$174,BZ$11,FALSE)","v":295.67420844947583},{"$f":"VLOOKUP($B161,'IEA EFs - Grid'!$A$5:$BD$174,CA$11,FALSE)","v":294.00394495567559},{"$f":"VLOOKUP($B161,'IEA EFs - Grid'!$A$5:$BD$174,CB$11,FALSE)","v":292.33368146187536},{"$f":"CB161","v":292.33368146187536},292.33368146187536,292.33368146187536,292.33368146187536,292.33368146187536,292.33368146187536,292.33368146187536,292.33368146187536,292.33368146187536,292.33368146187536,292.33368146187536,292.33368146187536,292.33368146187536,292.33368146187536,292.33368146187536,292.33368146187536,292.33368146187536,292.33368146187536,292.33368146187536,292.33368146187536,292.33368146187536,292.33368146187536,292.33368146187536,292.33368146187536,292.33368146187536,292.33368146187536,292.33368146187536,292.33368146187536,292.33368146187536,292.33368146187536]
["Saudi Arabia","Saudi Arabia",738.21579999999994,1144.2709,820.30669999999998,636.60609999999997,null,510,511,512,513,514,515,516,517,518,519,520,521,522,523,524,525,526,527,528,529,530,531,532,533,534,535,536,537,538,539,540,541,542,543,544,545,546,547,548,549,550,null,{"$f":"VLOOKUP($B162,'IEA EFs - Grid'!$A$5:$BD$174,AX$11,FALSE)","v":736.78330000000005},{"$f":"VLOOKUP($B162,'IEA EFs - Grid'!$A$5:$BD$174,AY$11,FALSE)","v":754.40470000000005},{"$f":"VLOOKUP($B162,'IEA EFs - Grid'!$A$5:$BD$174,AZ$11,FALSE)","v":738.21579999999994},{"$f":"VLOOKUP($B162,'IEA EFs - Grid'!$A$5:$BD$174,BA$11,FALSE)","v":715.40997566043211},{"$f":"VLOOKUP($B162,'IEA EFs - Grid'!$A$5:$BD$174,BB$11,FALSE)","v":692.60415132086416},{"$f":"VLOOKUP($B162,'IEA EFs - Grid'!$A$5:$BD$174,BC$11,FALSE)","v":669.79832698129633},{"$f":"VLOOKUP($B162,'IEA EFs - Grid'!$A$5:$BD$174,BD$11,FALSE)","v":654.13785060777991},{"$f":"VLOOKUP($B162,'IEA EFs - Grid'!$A$5:$BD$174,BE$11,FALSE)","v":638.47737423426361},{"$f":"VLOOKUP($B162,'IEA EFs - Grid'!$A$5:$BD$174,BF$11,FALSE)","v":622.81689786074708},{"$f":"VLOOKUP($B162,'IEA EFs - Grid'!$A$5:$BD$174,BG$11,FALSE)","v":607.15642148723077},{"$f":"VLOOKUP($B162,'IEA EFs - Grid'!$A$5:$BD$174,BH$11,FALSE)","v":591.49594511371436},{"$f":"VLOOKUP($B162,'IEA EFs - Grid'!$A$5:$BD$174,BI$11,FALSE)","v":577.89477908405865},{"$f":"VLOOKUP($B162,'IEA EFs - Grid'!$A$5:$BD$174,BJ$11,FALSE)","v":564.29361305440307},{"$f":"VLOOKUP($B162,'IEA EFs - Grid'!$A$5:$BD$174,BK$11,FALSE)","v":550.69244702474737},{"$f":"VLOOKUP($B162,'IEA EFs - Grid'!$A$5:$BD$174,BL$11,FALSE)","v":537.09128099509167},{"$f":"VLOOKUP($B162,'IEA EFs - Grid'!$A$5:$BD$174,BM$11,FALSE)","v":523.49011496543596},{"$f":"VLOOKUP($B162,'IEA EFs - Grid'!$A$5:$BD$174,BN$11,FALSE)","v":513.55280948631105},{"$f":"VLOOKUP($B162,'IEA EFs - Grid'!$A$5:$BD$174,BO$11,FALSE)","v":503.61550400718619},{"$f":"VLOOKUP($B162,'IEA EFs - Grid'!$A$5:$BD$174,BP$11,FALSE)","v":493.67819852806122},{"$f":"VLOOKUP($B162,'IEA EFs - Grid'!$A$5:$BD$174,BQ$11,FALSE)","v":483.74089304893636},{"$f":"VLOOKUP($B162,'IEA EFs - Grid'!$A$5:$BD$174,BR$11,FALSE)","v":473.80358756981144},{"$f":"VLOOKUP($B162,'IEA EFs - Grid'!$A$5:$BD$174,BS$11,FALSE)","v":469.10103714159476},{"$f":"VLOOKUP($B162,'IEA EFs - Grid'!$A$5:$BD$174,BT$11,FALSE)","v":464.39848671337808},{"$f":"VLOOKUP($B162,'IEA EFs - Grid'!$A$5:$BD$174,BU$11,FALSE)","v":459.69593628516139},{"$f":"VLOOKUP($B162,'IEA EFs - Grid'!$A$5:$BD$174,BV$11,FALSE)","v":454.99338585694471},{"$f":"VLOOKUP($B162,'IEA EFs - Grid'!$A$5:$BD$174,BW$11,FALSE)","v":450.29083542872803},{"$f":"VLOOKUP($B162,'IEA EFs - Grid'!$A$5:$BD$174,BX$11,FALSE)","v":447.78953224871037},{"$f":"VLOOKUP($B162,'IEA EFs - Grid'!$A$5:$BD$174,BY$11,FALSE)","v":445.28822906869271},{"$f":"VLOOKUP($B162,'IEA EFs - Grid'!$A$5:$BD$174,BZ$11,FALSE)","v":442.78692588867506},{"$f":"VLOOKUP($B162,'IEA EFs - Grid'!$A$5:$BD$174,CA$11,FALSE)","v":440.2856227086574},{"$f":"VLOOKUP($B162,'IEA EFs - Grid'!$A$5:$BD$174,CB$11,FALSE)","v":437.78431952863974},{"$f":"CB162","v":437.78431952863974},437.78431952863974,437.78431952863974,437.78431952863974,437.78431952863974,437.78431952863974,437.78431952863974,437.78431952863974,437.78431952863974,437.78431952863974,437.78431952863974,437.78431952863974,437.78431952863974,437.78431952863974,437.78431952863974,437.78431952863974,437.78431952863974,437.78431952863974,437.78431952863974,437.78431952863974,437.78431952863974,437.78431952863974,437.78431952863974,437.78431952863974,437.78431952863974,437.78431952863974,437.78431952863974,437.78431952863974,437.78431952863974,437.78431952863974]
["Syrian Arab Republic ","Syria",582.41600000000005,1144.2709,801.84029999999996,542.96730000000002,null,510,511,512,513,514,515,516,517,518,519,520,521,522,523,524,525,526,527,528,529,530,531,532,533,534,535,536,537,538,539,540,541,542,543,544,545,546,547,548,549,550,null,{"$f":"VLOOKUP($B163,'IEA EFs - Grid'!$A$5:$BD$174,AX$11,FALSE)","v":594.33799999999997},{"$f":"VLOOKUP($B163,'IEA EFs - Grid'!$A$5:$BD$174,AY$11,FALSE)","v":600.43769999999995},{"$f":"VLOOKUP($B163,'IEA EFs - Grid'!$A$5:$BD$174,AZ$11,FALSE)","v":582.41600000000005},{"$f":"VLOOKUP($B163,'IEA EFs - Grid'!$A$5:$BD$174,BA$11,FALSE)","v":564.42332497387122},{"$f":"VLOOKUP($B163,'IEA EFs - Grid'!$A$5:$BD$174,BB$11,FALSE)","v":546.43064994774227},{"$f":"VLOOKUP($B163,'IEA EFs - Grid'!$A$5:$BD$174,BC$11,FALSE)","v":528.43797492161343},{"$f":"VLOOKUP($B163,'IEA EFs - Grid'!$A$5:$BD$174,BD$11,FALSE)","v":516.0826284124247},{"$f":"VLOOKUP($B163,'IEA EFs - Grid'!$A$5:$BD$174,BE$11,FALSE)","v":503.72728190323608},{"$f":"VLOOKUP($B163,'IEA EFs - Grid'!$A$5:$BD$174,BF$11,FALSE)","v":491.37193539404734},{"$f":"VLOOKUP($B163,'IEA EFs - Grid'!$A$5:$BD$174,BG$11,FALSE)","v":479.01658888485872},{"$f":"VLOOKUP($B163,'IEA EFs - Grid'!$A$5:$BD$174,BH$11,FALSE)","v":466.66124237566999},{"$f":"VLOOKUP($B163,'IEA EFs - Grid'!$A$5:$BD$174,BI$11,FALSE)","v":455.93059056040414},{"$f":"VLOOKUP($B163,'IEA EFs - Grid'!$A$5:$BD$174,BJ$11,FALSE)","v":445.19993874513835},{"$f":"VLOOKUP($B163,'IEA EFs - Grid'!$A$5:$BD$174,BK$11,FALSE)","v":434.46928692987251},{"$f":"VLOOKUP($B163,'IEA EFs - Grid'!$A$5:$BD$174,BL$11,FALSE)","v":423.73863511460661},{"$f":"VLOOKUP($B163,'IEA EFs - Grid'!$A$5:$BD$174,BM$11,FALSE)","v":413.00798329934076},{"$f":"VLOOKUP($B163,'IEA EFs - Grid'!$A$5:$BD$174,BN$11,FALSE)","v":405.16793746459973},{"$f":"VLOOKUP($B163,'IEA EFs - Grid'!$A$5:$BD$174,BO$11,FALSE)","v":397.32789162985875},{"$f":"VLOOKUP($B163,'IEA EFs - Grid'!$A$5:$BD$174,BP$11,FALSE)","v":389.48784579511772},{"$f":"VLOOKUP($B163,'IEA EFs - Grid'!$A$5:$BD$174,BQ$11,FALSE)","v":381.64779996037674},{"$f":"VLOOKUP($B163,'IEA EFs - Grid'!$A$5:$BD$174,BR$11,FALSE)","v":373.80775412563571},{"$f":"VLOOKUP($B163,'IEA EFs - Grid'!$A$5:$BD$174,BS$11,FALSE)","v":370.09767285915478},{"$f":"VLOOKUP($B163,'IEA EFs - Grid'!$A$5:$BD$174,BT$11,FALSE)","v":366.3875915926738},{"$f":"VLOOKUP($B163,'IEA EFs - Grid'!$A$5:$BD$174,BU$11,FALSE)","v":362.67751032619287},{"$f":"VLOOKUP($B163,'IEA EFs - Grid'!$A$5:$BD$174,BV$11,FALSE)","v":358.96742905971195},{"$f":"VLOOKUP($B163,'IEA EFs - Grid'!$A$5:$BD$174,BW$11,FALSE)","v":355.25734779323102},{"$f":"VLOOKUP($B163,'IEA EFs - Grid'!$A$5:$BD$174,BX$11,FALSE)","v":353.28394246528603},{"$f":"VLOOKUP($B163,'IEA EFs - Grid'!$A$5:$BD$174,BY$11,FALSE)","v":351.31053713734104},{"$f":"VLOOKUP($B163,'IEA EFs - Grid'!$A$5:$BD$174,BZ$11,FALSE)","v":349.33713180939606},{"$f":"VLOOKUP($B163,'IEA EFs - Grid'!$A$5:$BD$174,CA$11,FALSE)","v":347.36372648145107},{"$f":"VLOOKUP($B163,'IEA EFs - Grid'!$A$5:$BD$174,CB$11,FALSE)","v":345.39032115350608},{"$f":"CB163","v":345.39032115350608},345.39032115350608,345.39032115350608,345.39032115350608,345.39032115350608,345.39032115350608,345.39032115350608,345.39032115350608,345.39032115350608,345.39032115350608,345.39032115350608,345.39032115350608,345.39032115350608,345.39032115350608,345.39032115350608,345.39032115350608,345.39032115350608,345.39032115350608,345.39032115350608,345.39032115350608,345.39032115350608,345.39032115350608,345.39032115350608,345.39032115350608,345.39032115350608,345.39032115350608,345.39032115350608,345.39032115350608,345.39032115350608,345.39032115350608]
["United Arab Emirates","United Arab Emirates",597.27589999999998,1144.2709,1195.7221999999999,588.90049999999997,null,510,511,512,513,514,515,516,517,518,519,520,521,522,523,524,525,526,527,528,529,530,531,532,533,534,535,536,537,538,539,540,541,542,543,544,545,546,547,548,549,550,null,{"$f":"VLOOKUP($B164,'IEA EFs - Grid'!$A$5:$BD$174,AX$11,FALSE)","v":597.85180000000003},{"$f":"VLOOKUP($B164,'IEA EFs - Grid'!$A$5:$BD$174,AY$11,FALSE)","v":597.38779999999997},{"$f":"VLOOKUP($B164,'IEA EFs - Grid'!$A$5:$BD$174,AZ$11,FALSE)","v":597.27589999999998},{"$f":"VLOOKUP($B164,'IEA EFs - Grid'!$A$5:$BD$174,BA$11,FALSE)","v":578.82415559456024},{"$f":"VLOOKUP($B164,'IEA EFs - Grid'!$A$5:$BD$174,BB$11,FALSE)","v":560.37241118912027},{"$f":"VLOOKUP($B164,'IEA EFs - Grid'!$A$5:$BD$174,BC$11,FALSE)","v":541.92066678368042},{"$f":"VLOOKUP($B164,'IEA EFs - Grid'!$A$5:$BD$174,BD$11,FALSE)","v":529.2500830323969},{"$f":"VLOOKUP($B164,'IEA EFs - Grid'!$A$5:$BD$174,BE$11,FALSE)","v":516.5794992811135},{"$f":"VLOOKUP($B164,'IEA EFs - Grid'!$A$5:$BD$174,BF$11,FALSE)","v":503.90891552982993},{"$f":"VLOOKUP($B164,'IEA EFs - Grid'!$A$5:$BD$174,BG$11,FALSE)","v":491.23833177854647},{"$f":"VLOOKUP($B164,'IEA EFs - Grid'!$A$5:$BD$174,BH$11,FALSE)","v":478.56774802726295},{"$f":"VLOOKUP($B164,'IEA EFs - Grid'!$A$5:$BD$174,BI$11,FALSE)","v":467.56331181577571},{"$f":"VLOOKUP($B164,'IEA EFs - Grid'!$A$5:$BD$174,BJ$11,FALSE)","v":456.55887560428857},{"$f":"VLOOKUP($B164,'IEA EFs - Grid'!$A$5:$BD$174,BK$11,FALSE)","v":445.55443939280133},{"$f":"VLOOKUP($B164,'IEA EFs - Grid'!$A$5:$BD$174,BL$11,FALSE)","v":434.55000318131408},{"$f":"VLOOKUP($B164,'IEA EFs - Grid'!$A$5:$BD$174,BM$11,FALSE)","v":423.54556696982689},{"$f":"VLOOKUP($B164,'IEA EFs - Grid'!$A$5:$BD$174,BN$11,FALSE)","v":415.50548834563693},{"$f":"VLOOKUP($B164,'IEA EFs - Grid'!$A$5:$BD$174,BO$11,FALSE)","v":407.46540972144703},{"$f":"VLOOKUP($B164,'IEA EFs - Grid'!$A$5:$BD$174,BP$11,FALSE)","v":399.42533109725707},{"$f":"VLOOKUP($B164,'IEA EFs - Grid'!$A$5:$BD$174,BQ$11,FALSE)","v":391.38525247306717},{"$f":"VLOOKUP($B164,'IEA EFs - Grid'!$A$5:$BD$174,BR$11,FALSE)","v":383.34517384887721},{"$f":"VLOOKUP($B164,'IEA EFs - Grid'!$A$5:$BD$174,BS$11,FALSE)","v":379.54043268876046},{"$f":"VLOOKUP($B164,'IEA EFs - Grid'!$A$5:$BD$174,BT$11,FALSE)","v":375.73569152864371},{"$f":"VLOOKUP($B164,'IEA EFs - Grid'!$A$5:$BD$174,BU$11,FALSE)","v":371.93095036852696},{"$f":"VLOOKUP($B164,'IEA EFs - Grid'!$A$5:$BD$174,BV$11,FALSE)","v":368.12620920841022},{"$f":"VLOOKUP($B164,'IEA EFs - Grid'!$A$5:$BD$174,BW$11,FALSE)","v":364.32146804829347},{"$f":"VLOOKUP($B164,'IEA EFs - Grid'!$A$5:$BD$174,BX$11,FALSE)","v":362.29771278862836},{"$f":"VLOOKUP($B164,'IEA EFs - Grid'!$A$5:$BD$174,BY$11,FALSE)","v":360.27395752896325},{"$f":"VLOOKUP($B164,'IEA EFs - Grid'!$A$5:$BD$174,BZ$11,FALSE)","v":358.25020226929809},{"$f":"VLOOKUP($B164,'IEA EFs - Grid'!$A$5:$BD$174,CA$11,FALSE)","v":356.22644700963298},{"$f":"VLOOKUP($B164,'IEA EFs - Grid'!$A$5:$BD$174,CB$11,FALSE)","v":354.20269174996787},{"$f":"CB164","v":354.20269174996787},354.20269174996787,354.20269174996787,354.20269174996787,354.20269174996787,354.20269174996787,354.20269174996787,354.20269174996787,354.20269174996787,354.20269174996787,354.20269174996787,354.20269174996787,354.20269174996787,354.20269174996787,354.20269174996787,354.20269174996787,354.20269174996787,354.20269174996787,354.20269174996787,354.20269174996787,354.20269174996787,354.20269174996787,354.20269174996787,354.20269174996787,354.20269174996787,354.20269174996787,354.20269174996787,354.20269174996787,354.20269174996787,354.20269174996787]
["Yemen","Yemen",650.47529999999995,1144.2709,700.92539999999997,551.48310000000004,null,510,511,512,513,514,515,516,517,518,519,520,521,522,523,524,525,526,527,528,529,530,531,532,533,534,535,536,537,538,539,540,541,542,543,544,545,546,547,548,549,550,null,{"$f":"VLOOKUP($B165,'IEA EFs - Grid'!$A$5:$BD$174,AX$11,FALSE)","v":649.4624},{"$f":"VLOOKUP($B165,'IEA EFs - Grid'!$A$5:$BD$174,AY$11,FALSE)","v":621.68190000000004},{"$f":"VLOOKUP($B165,'IEA EFs - Grid'!$A$5:$BD$174,AZ$11,FALSE)","v":650.47529999999995},{"$f":"VLOOKUP($B165,'IEA EFs - Grid'!$A$5:$BD$174,BA$11,FALSE)","v":630.38005762097248},{"$f":"VLOOKUP($B165,'IEA EFs - Grid'!$A$5:$BD$174,BB$11,FALSE)","v":610.2848152419449},{"$f":"VLOOKUP($B165,'IEA EFs - Grid'!$A$5:$BD$174,BC$11,FALSE)","v":590.18957286291743},{"$f":"VLOOKUP($B165,'IEA EFs - Grid'!$A$5:$BD$174,BD$11,FALSE)","v":576.39041946196608},{"$f":"VLOOKUP($B165,'IEA EFs - Grid'!$A$5:$BD$174,BE$11,FALSE)","v":562.59126606101484},{"$f":"VLOOKUP($B165,'IEA EFs - Grid'!$A$5:$BD$174,BF$11,FALSE)","v":548.79211266006348},{"$f":"VLOOKUP($B165,'IEA EFs - Grid'!$A$5:$BD$174,BG$11,FALSE)","v":534.99295925911224},{"$f":"VLOOKUP($B165,'IEA EFs - Grid'!$A$5:$BD$174,BH$11,FALSE)","v":521.19380585816089},{"$f":"VLOOKUP($B165,'IEA EFs - Grid'!$A$5:$BD$174,BI$11,FALSE)","v":509.20920385764816},{"$f":"VLOOKUP($B165,'IEA EFs - Grid'!$A$5:$BD$174,BJ$11,FALSE)","v":497.22460185713555},{"$f":"VLOOKUP($B165,'IEA EFs - Grid'!$A$5:$BD$174,BK$11,FALSE)","v":485.23999985662283},{"$f":"VLOOKUP($B165,'IEA EFs - Grid'!$A$5:$BD$174,BL$11,FALSE)","v":473.25539785611011},{"$f":"VLOOKUP($B165,'IEA EFs - Grid'!$A$5:$BD$174,BM$11,FALSE)","v":461.27079585559744},{"$f":"VLOOKUP($B165,'IEA EFs - Grid'!$A$5:$BD$174,BN$11,FALSE)","v":452.51458694930545},{"$f":"VLOOKUP($B165,'IEA EFs - Grid'!$A$5:$BD$174,BO$11,FALSE)","v":443.75837804301358},{"$f":"VLOOKUP($B165,'IEA EFs - Grid'!$A$5:$BD$174,BP$11,FALSE)","v":435.00216913672159},{"$f":"VLOOKUP($B165,'IEA EFs - Grid'!$A$5:$BD$174,BQ$11,FALSE)","v":426.24596023042972},{"$f":"VLOOKUP($B165,'IEA EFs - Grid'!$A$5:$BD$174,BR$11,FALSE)","v":417.48975132413779},{"$f":"VLOOKUP($B165,'IEA EFs - Grid'!$A$5:$BD$174,BS$11,FALSE)","v":413.3461216421947},{"$f":"VLOOKUP($B165,'IEA EFs - Grid'!$A$5:$BD$174,BT$11,FALSE)","v":409.20249196025156},{"$f":"VLOOKUP($B165,'IEA EFs - Grid'!$A$5:$BD$174,BU$11,FALSE)","v":405.05886227830848},{"$f":"VLOOKUP($B165,'IEA EFs - Grid'!$A$5:$BD$174,BV$11,FALSE)","v":400.9152325963654},{"$f":"VLOOKUP($B165,'IEA EFs - Grid'!$A$5:$BD$174,BW$11,FALSE)","v":396.77160291442232},{"$f":"VLOOKUP($B165,'IEA EFs - Grid'!$A$5:$BD$174,BX$11,FALSE)","v":394.56759165319909},{"$f":"VLOOKUP($B165,'IEA EFs - Grid'!$A$5:$BD$174,BY$11,FALSE)","v":392.36358039197586},{"$f":"VLOOKUP($B165,'IEA EFs - Grid'!$A$5:$BD$174,BZ$11,FALSE)","v":390.15956913075257},{"$f":"VLOOKUP($B165,'IEA EFs - Grid'!$A$5:$BD$174,CA$11,FALSE)","v":387.95555786952934},{"$f":"VLOOKUP($B165,'IEA EFs - Grid'!$A$5:$BD$174,CB$11,FALSE)","v":385.75154660830611},{"$f":"CB165","v":385.75154660830611},385.75154660830611,385.75154660830611,385.75154660830611,385.75154660830611,385.75154660830611,385.75154660830611,385.75154660830611,385.75154660830611,385.75154660830611,385.75154660830611,385.75154660830611,385.75154660830611,385.75154660830611,385.75154660830611,385.75154660830611,385.75154660830611,385.75154660830611,385.75154660830611,385.75154660830611,385.75154660830611,385.75154660830611,385.75154660830611,385.75154660830611,385.75154660830611,385.75154660830611,385.75154660830611,385.75154660830611,385.75154660830611,385.75154660830611]
["Middle East","Middle East",667.33799999999997,{"$f":"$D$127","v":1144.2709},915.41219999999998,547.42639999999994,null,510,511,512,513,514,515,516,517,518,519,520,521,522,523,524,525,526,527,528,529,530,531,532,533,534,535,536,537,538,539,540,541,542,543,544,545,546,547,548,549,550,null,{"$f":"VLOOKUP($B166,'IEA EFs - Grid'!$A$5:$BD$174,AX$11,FALSE)","v":667.79020000000003},{"$f":"VLOOKUP($B166,'IEA EFs - Grid'!$A$5:$BD$174,AY$11,FALSE)","v":673.92740000000003},{"$f":"VLOOKUP($B166,'IEA EFs - Grid'!$A$5:$BD$174,AZ$11,FALSE)","v":667.33799999999997},{"$f":"VLOOKUP($B166,'IEA EFs - Grid'!$A$5:$BD$174,BA$11,FALSE)","v":646.7218154058495},{"$f":"VLOOKUP($B166,'IEA EFs - Grid'!$A$5:$BD$174,BB$11,FALSE)","v":626.1056308116988},{"$f":"VLOOKUP($B166,'IEA EFs - Grid'!$A$5:$BD$174,BC$11,FALSE)","v":605.48944621754822},{"$f":"VLOOKUP($B166,'IEA EFs - Grid'!$A$5:$BD$174,BD$11,FALSE)","v":591.33256826648062},{"$f":"VLOOKUP($B166,'IEA EFs - Grid'!$A$5:$BD$174,BE$11,FALSE)","v":577.17569031541314},{"$f":"VLOOKUP($B166,'IEA EFs - Grid'!$A$5:$BD$174,BF$11,FALSE)","v":563.01881236434554},{"$f":"VLOOKUP($B166,'IEA EFs - Grid'!$A$5:$BD$174,BG$11,FALSE)","v":548.86193441327805},{"$f":"VLOOKUP($B166,'IEA EFs - Grid'!$A$5:$BD$174,BH$11,FALSE)","v":534.70505646221045},{"$f":"VLOOKUP($B166,'IEA EFs - Grid'!$A$5:$BD$174,BI$11,FALSE)","v":522.40976972370072},{"$f":"VLOOKUP($B166,'IEA EFs - Grid'!$A$5:$BD$174,BJ$11,FALSE)","v":510.11448298519105},{"$f":"VLOOKUP($B166,'IEA EFs - Grid'!$A$5:$BD$174,BK$11,FALSE)","v":497.81919624668132},{"$f":"VLOOKUP($B166,'IEA EFs - Grid'!$A$5:$BD$174,BL$11,FALSE)","v":485.52390950817153},{"$f":"VLOOKUP($B166,'IEA EFs - Grid'!$A$5:$BD$174,BM$11,FALSE)","v":473.2286227696618},{"$f":"VLOOKUP($B166,'IEA EFs - Grid'!$A$5:$BD$174,BN$11,FALSE)","v":464.24542088773472},{"$f":"VLOOKUP($B166,'IEA EFs - Grid'!$A$5:$BD$174,BO$11,FALSE)","v":455.26221900580776},{"$f":"VLOOKUP($B166,'IEA EFs - Grid'!$A$5:$BD$174,BP$11,FALSE)","v":446.27901712388069},{"$f":"VLOOKUP($B166,'IEA EFs - Grid'!$A$5:$BD$174,BQ$11,FALSE)","v":437.29581524195373},{"$f":"VLOOKUP($B166,'IEA EFs - Grid'!$A$5:$BD$174,BR$11,FALSE)","v":428.31261336002666},{"$f":"VLOOKUP($B166,'IEA EFs - Grid'!$A$5:$BD$174,BS$11,FALSE)","v":424.06156563432739},{"$f":"VLOOKUP($B166,'IEA EFs - Grid'!$A$5:$BD$174,BT$11,FALSE)","v":419.81051790862813},{"$f":"VLOOKUP($B166,'IEA EFs - Grid'!$A$5:$BD$174,BU$11,FALSE)","v":415.55947018292886},{"$f":"VLOOKUP($B166,'IEA EFs - Grid'!$A$5:$BD$174,BV$11,FALSE)","v":411.3084224572296},{"$f":"VLOOKUP($B166,'IEA EFs - Grid'!$A$5:$BD$174,BW$11,FALSE)","v":407.05737473153033},{"$f":"VLOOKUP($B166,'IEA EFs - Grid'!$A$5:$BD$174,BX$11,FALSE)","v":404.79622743348199},{"$f":"VLOOKUP($B166,'IEA EFs - Grid'!$A$5:$BD$174,BY$11,FALSE)","v":402.53508013543365},{"$f":"VLOOKUP($B166,'IEA EFs - Grid'!$A$5:$BD$174,BZ$11,FALSE)","v":400.27393283738525},{"$f":"VLOOKUP($B166,'IEA EFs - Grid'!$A$5:$BD$174,CA$11,FALSE)","v":398.0127855393369},{"$f":"VLOOKUP($B166,'IEA EFs - Grid'!$A$5:$BD$174,CB$11,FALSE)","v":395.75163824128856},{"$f":"CB166","v":395.75163824128856},395.75163824128856,395.75163824128856,395.75163824128856,395.75163824128856,395.75163824128856,395.75163824128856,395.75163824128856,395.75163824128856,395.75163824128856,395.75163824128856,395.75163824128856,395.75163824128856,395.75163824128856,395.75163824128856,395.75163824128856,395.75163824128856,395.75163824128856,395.75163824128856,395.75163824128856,395.75163824128856,395.75163824128856,395.75163824128856,395.75163824128856,395.75163824128856,395.75163824128856,395.75163824128856,395.75163824128856,395.75163824128856,395.75163824128856]
["European Union - 27","European Union - 28",350.24459999999999,916.00540000000001,705.16060000000004,356.89409999999998,null,510,511,512,513,514,515,516,517,518,519,520,521,522,523,524,525,526,527,528,529,530,531,532,533,534,{"$f":"MOD(AG166,100)+500","v":535},536,537,538,539,540,541,542,543,544,545,546,{"$f":"MOD(AS166,100)+500","v":547},{"$f":"MOD(AT166,100)+500","v":548},{"$f":"MOD(AU166,100)+500","v":549},{"$f":"MOD(AV166,100)+500","v":550},null,{"$f":"VLOOKUP($B167,'IEA EFs - Grid'!$A$5:$BD$174,AX$11,FALSE)","v":345.65789999999998},{"$f":"VLOOKUP($B167,'IEA EFs - Grid'!$A$5:$BD$174,AY$11,FALSE)","v":350.33170000000001},{"$f":"VLOOKUP($B167,'IEA EFs - Grid'!$A$5:$BD$174,AZ$11,FALSE)","v":350.24459999999999},{"$f":"VLOOKUP($B167,'IEA EFs - Grid'!$A$5:$BD$174,BA$11,FALSE)","v":338.97871179792651},{"$f":"VLOOKUP($B167,'IEA EFs - Grid'!$A$5:$BD$174,BB$11,FALSE)","v":327.71282359585308},{"$f":"VLOOKUP($B167,'IEA EFs - Grid'!$A$5:$BD$174,BC$11,FALSE)","v":316.4469353937796},{"$f":"VLOOKUP($B167,'IEA EFs - Grid'!$A$5:$BD$174,BD$11,FALSE)","v":309.17227459544182},{"$f":"VLOOKUP($B167,'IEA EFs - Grid'!$A$5:$BD$174,BE$11,FALSE)","v":301.89761379710404},{"$f":"VLOOKUP($B167,'IEA EFs - Grid'!$A$5:$BD$174,BF$11,FALSE)","v":294.62295299876632},{"$f":"VLOOKUP($B167,'IEA EFs - Grid'!$A$5:$BD$174,BG$11,FALSE)","v":287.34829220042855},{"$f":"VLOOKUP($B167,'IEA EFs - Grid'!$A$5:$BD$174,BH$11,FALSE)","v":280.07363140209077},{"$f":"VLOOKUP($B167,'IEA EFs - Grid'!$A$5:$BD$174,BI$11,FALSE)","v":277.16748713920441},{"$f":"VLOOKUP($B167,'IEA EFs - Grid'!$A$5:$BD$174,BJ$11,FALSE)","v":274.261342876318},{"$f":"VLOOKUP($B167,'IEA EFs - Grid'!$A$5:$BD$174,BK$11,FALSE)","v":271.35519861343164},{"$f":"VLOOKUP($B167,'IEA EFs - Grid'!$A$5:$BD$174,BL$11,FALSE)","v":268.44905435054517},{"$f":"VLOOKUP($B167,'IEA EFs - Grid'!$A$5:$BD$174,BM$11,FALSE)","v":265.54291008765881},{"$f":"VLOOKUP($B167,'IEA EFs - Grid'!$A$5:$BD$174,BN$11,FALSE)","v":261.45462118347012},{"$f":"VLOOKUP($B167,'IEA EFs - Grid'!$A$5:$BD$174,BO$11,FALSE)","v":257.36633227928149},{"$f":"VLOOKUP($B167,'IEA EFs - Grid'!$A$5:$BD$174,BP$11,FALSE)","v":253.27804337509281},{"$f":"VLOOKUP($B167,'IEA EFs - Grid'!$A$5:$BD$174,BQ$11,FALSE)","v":249.18975447090412},{"$f":"VLOOKUP($B167,'IEA EFs - Grid'!$A$5:$BD$174,BR$11,FALSE)","v":245.10146556671543},{"$f":"VLOOKUP($B167,'IEA EFs - Grid'!$A$5:$BD$174,BS$11,FALSE)","v":240.61928050993703},{"$f":"VLOOKUP($B167,'IEA EFs - Grid'!$A$5:$BD$174,BT$11,FALSE)","v":236.13709545315862},{"$f":"VLOOKUP($B167,'IEA EFs - Grid'!$A$5:$BD$174,BU$11,FALSE)","v":231.65491039638019},{"$f":"VLOOKUP($B167,'IEA EFs - Grid'!$A$5:$BD$174,BV$11,FALSE)","v":227.17272533960178},{"$f":"VLOOKUP($B167,'IEA EFs - Grid'!$A$5:$BD$174,BW$11,FALSE)","v":222.69054028282338},{"$f":"VLOOKUP($B167,'IEA EFs - Grid'!$A$5:$BD$174,BX$11,FALSE)","v":221.21303714590641},{"$f":"VLOOKUP($B167,'IEA EFs - Grid'!$A$5:$BD$174,BY$11,FALSE)","v":219.73553400898945},{"$f":"VLOOKUP($B167,'IEA EFs - Grid'!$A$5:$BD$174,BZ$11,FALSE)","v":218.25803087207248},{"$f":"VLOOKUP($B167,'IEA EFs - Grid'!$A$5:$BD$174,CA$11,FALSE)","v":216.78052773515552},{"$f":"VLOOKUP($B167,'IEA EFs - Grid'!$A$5:$BD$174,CB$11,FALSE)","v":215.30302459823852},{"$f":"CB167","v":215.30302459823852},215.30302459823852,215.30302459823852,215.30302459823852,215.30302459823852,215.30302459823852,215.30302459823852,215.30302459823852,215.30302459823852,215.30302459823852,215.30302459823852,215.30302459823852,215.30302459823852,215.30302459823852,215.30302459823852,215.30302459823852,215.30302459823852,215.30302459823852,215.30302459823852,215.30302459823852,215.30302459823852,215.30302459823852,215.30302459823852,215.30302459823852,215.30302459823852,215.30302459823852,215.30302459823852,215.30302459823852,215.30302459823852,215.30302459823852]
[]
[null,"Country Dataset Sources"]
[null,"Source: IEA CO2 From Fossil Fuel Grams CO2/kWh http://www.iea.org/co2highlights/"]
[null,"Access Date: 5/15/2015"]
[null,"CH4 and N2O International Grid Emission Factors are not included in the data set."]
[]
[]
[null,"Regional averages for fuel-specific emission factors were used where no data was available."]
[]
[null,"Note: The CLEER Protocol assumes that electricity generated from renewable sources have a default emission factor of zero gCO2/kWh.  This includes Solar Photovoltaic, Solar Thermal Power, Wind Turbine, Geothermal Power, and Hydroelectric Power."]

{"sheet":"LineLoss","index":10,"n_rows":158,"n_cols":6,"rows_kept":158,"cut":false,"hidden":false,"merged":[[156,1,158,2],[149,1,152,2]]}
[]
[null,"IEA Electricity Information  - Lineloss",null,null,"Regional Averages"]
["IEA Names","Region/Country/Economy","Grid Average Lineloss",null,"Region","Grid Average Lineloss"]
["Canada","Albania",0.10120170181363654,null,"Africa",7.571494692664206E-2]
["Chile","Algeria",9.4921608188063056E-2,null,"Asia",5.7300046286854894E-2]
["Mexico","Angola",7.4274443578152466E-2,null,"Europe",5.8109323007447068E-2]
["United States","Argentina",8.483952739530716E-2,null,"North America",5.7679364750868239E-2]
["OECD Americas","Armenia",8.1117836477101496E-2,null,"Oceania",5.2001785658027835E-2]
["Australia","Australia",5.1088307102519909E-2,null,"South America",8.3808354719636283E-2]
["Israel","Austria",4.4668720748035434E-2]
["Japan","Azerbaijan",9.2191028899319433E-2]
["Korea","Bahrain",5.6529996543816623E-2]
["New Zealand","Bangladesh",7.5634750299117065E-2]
["OECD Asia Oceania","Belarus",7.3645600865716615E-2]
["Austria","Belgium",4.2668640828300589E-2]
["Belgium","Benin",{"$f":"F4","v":7.571494692664206E-2}]
["Czech Republic","Bolivia",7.3745933119281321E-2]
["Denmark","Bosnia and Herzegovina",7.0304641404584214E-2]
["Estonia","Botswana",{"$f":"F4","v":7.571494692664206E-2}]
["Finland","Brazil",8.9500586040335006E-2]
["France","Brunei Darussalam",6.0705841105028524E-2]
["Germany","Bulgaria",6.7275341301240382E-2]
["Greece","Burma",0.10284541921067245]
["Hungary","Cambodia",0.10295623418100149]
["Iceland","Cameroon",6.8913922466941349E-2]
["Ireland","Canada",6.4650871431311707E-2]
["Italy","Chile",6.008554031852776E-2]
["Luxembourg","China",5.3072478000304985E-2]
["Netherlands","Chinese Taipei",3.4710639256603955E-2]
["Norway","Colombia",8.2565240146690311E-2]
["Poland","Congo",0.16409249290783473]
["Portugal","Congo, Democratic Republic",5.4988988608486125E-2]
["Slovak Republic","Costa Rica",7.2176076836942007E-2]
["Slovenia","Côte d'Ivoire",9.7900354249586069E-2]
["Spain","Croatia",8.7756785661199613E-2]
["Sweden","Cuba",8.7291441760489002E-2]
["Switzerland","Cyprus",3.4014957464301235E-2]
["Turkey","Czech Republic",4.5793323849111701E-2]
["United Kingdom","Denmark",5.5707210593762352E-2]
["OECD Europe","Dominican Republic",7.7815670694859229E-2]
["Albania","Ecuador",8.7447715846942081E-2]
["Armenia","Egypt",7.0400638981562028E-2]
["Azerbaijan","El Salvador",7.4692994471491109E-2]
["Belarus","Eritrea",8.320590989926839E-2]
["Bosnia and Herzegovina","Estonia",6.1741215301746567E-2]
["Bulgaria","Ethiopia",9.0737612181809923E-2]
["Croatia","Finland",3.487435012324297E-2]
["Cyprus","France",5.5384649184760749E-2]
["Georgia","Gabon",9.526458561652712E-2]
["Gibraltar","Georgia",7.321278244601806E-2]
["Kazakhstan","Germany",3.6652588492908249E-2]
["Kosovo","Ghana",0.10121890471249963]
["Kyrgyzstan","Gibraltar",2.7884448443559001E-2]
["Latvia","Greece",4.727855578999432E-2]
["Lithuania","Guatemala",8.2606532693671908E-2]
["FYR of Macedonia","Haiti",0.16997056886453349]
["Malta","Honduras",0.10999961316374203]
["Republic of Moldova","Hong Kong, China",8.3348769033808778E-2]
["Montenegro","Hungary",7.2762088179621043E-2]
["Romania","Iceland",2.8281817890827204E-2]
["Russian Federation","India",9.4936484643830046E-2]
["Serbia","Indonesia",6.7548430769630338E-2]
["Tajikistan","Iran",8.531177294768473E-2]
["Turkmenistan","Iraq",0.12766128361792253]
["Ukraine","Ireland",5.9890561655961128E-2]
["Uzbekistan","Israel",2.9304993199727951E-2]
["Former Soviet Union (if no detail)","Italy",5.7985703238292274E-2]
["Former Yugoslavia (if no detail)","Jamaica",0.10257433755508308]
["Non-OECD Europe and Eurasia","Japan",4.1804802630211163E-2]
["Algeria","Jordan",8.4241217866165952E-2]
["Angola","Kazakhstan",6.441055862536349E-2]
["Benin","Kenya",9.0117373839958784E-2]
["Botswana","Korea, North",8.7624497301248452E-2]
["Cameroon","Korea, South",3.2314563389374634E-2]
["Congo","Kosovo",8.9069375133888309E-2]
["Dem. Rep. of Congo","Kuwait",8.1267237119299576E-2]
["Côte d'Ivoire","Kyrgyzstan",0.10150764628784838]
["Egypt","Latvia",7.2143457753547496E-2]
["Eritrea","Lebanon",7.4354580078326668E-2]
["Ethiopia","Libya",9.4501315786315487E-2]
["Gabon","Lithuania",8.6966897015945344E-2]
["Ghana","Luxembourg",3.0645061061586217E-2]
["Kenya","Macedonia, FYR",9.4054826014044579E-2]
["Libya","Malaysia",5.5166139611296301E-2]
["Morocco","Malta",7.5127864818267928E-2]
["Mozambique","Mexico",8.6922303767348635E-2]
["Namibia","Moldova",0.10199026384034973]
["Nigeria","Mongolia",8.2757554009730963E-2]
["Senegal","Montenegro",9.8910719081152371E-2]
["South Africa","Morocco",8.1508808637105731E-2]
["Sudan","Mozambique",8.6519294893573948E-2]
["United Rep. of Tanzania","Namibia",0.10446053736616828]
["Togo","Nepal",0.12083028942699647]
["Tunisia","Netherlands",3.7946664409079553E-2]
["Zambia","Netherlands Antilles",8.8019745759431695E-2]
["Zimbabwe","New Zealand",5.7198995787467392E-2]
["Other Africa","Nicaragua",9.1213803073282473E-2]
["Africa","Nigeria",7.5301373595601281E-2]
["Bangladesh","Norway",5.714087819177658E-2]
["Brunei Darussalam","Oman",8.4378298802939206E-2]
["Cambodia","Other Africa",8.5685300622487345E-2]
["Chinese Taipei","Other Asia",5.5173768052693792E-2]
["India","Other Non-OECD Americas",6.0696968239498293E-2]
["Indonesia","Pakistan",9.0821453399386798E-2]
["DPR of Korea","Panama",8.340054595367366E-2]
["Malaysia","Paraguay",5.4041871098959984E-2]
["Mongolia","People's Rep. of China",5.3072478000304985E-2]
["Myanmar","Peru",6.4456639702917901E-2]
["Nepal","Philippines",7.5181041228041534E-2]
["Pakistan","Poland",5.8177484713456594E-2]
["Philippines","Portugal",6.5132991732206935E-2]
["Singapore","Qatar",5.4999577809971605E-2]
["Sri Lanka","Romania",7.724103385949288E-2]
["Thailand","Russia",7.0715108357251089E-2]
["Vietnam","Saudi Arabia",6.3908736846161052E-2]
["Other Asia","Senegal",8.8533399421868941E-2]
["Asia","Serbia",8.6227193943721442E-2]
["People's Rep. of China","Singapore",2.8070764025719307E-2]
["Hong Kong, China","Slovakia",2.8398567714420182E-2]
["China","Slovenia",4.9546630344902906E-2]
["Argentina","South Africa",6.5632243029264389E-2]
[null,"South Sudan",5.0847457627118647E-2]
["Bolivia","Spain",6.4954149822595675E-2]
["Brazil","Sri Lanka",8.0096018487556597E-2]
["Colombia","Sudan",9.747905091202072E-2]
["Costa Rica","Sweden",5.7607294381684979E-2]
["Cuba","Switzerland",5.6305117502635019E-2]
["Dominican Republic","Syria",9.0559603936660571E-2]
["Ecuador","Tajikistan",8.4144536558726835E-2]
["El Salvador","Tanzania",0.10294208145456486]
["Guatemala","Thailand",5.491050395418097E-2]
["Haiti","Togo",{"$f":"F4","v":7.571494692664206E-2}]
["Honduras","Trinidad and Tobago",2.7960562547982112E-2]
["Jamaica","Tunisia",8.293450109061215E-2]
["Netherlands Antilles","Turkey",8.5460915686455904E-2]
["Nicaragua","Turkmenistan",8.1539771090360952E-2]
["Panama","Ukraine",7.4604627493893461E-2]
["Paraguay","United Arab Emirates",5.8705113778070299E-2]
["Peru","United Kingdom",5.9621438799079995E-2]
["Trinidad and Tobago","United States",5.427651723557974E-2]
["Uruguay","Uruguay",7.7533378828687827E-2]
["Venezuela","Uzbekistan",6.5292401988653451E-2]
["Other Non-OECD Americas","Venezuela",9.9701240696059179E-2]
["Non-OECD Americas","Vietnam",6.7640948579374208E-2]
["Bahrain","Yemen",0.10900844576415189]
["Islamic Rep. of Iran","Zambia",8.6568386403383726E-2]
["Iraq","Zimbabwe",9.424919000184169E-2]
["Jordan"]
["Kuwait","Country Dataset Sources"]
["Lebanon","Source: IEA Electricity Information - adjusted Supply and Loss data\nAccess Date: 9/22/2015"]
["Oman"]
["Qatar"]
["Saudi Arabia"]
["Syrian Arab Republic "]
["United Arab Emirates","Regional averages for lineloss rates were used where no data was available."]
["Yemen"]
["Middle East"]
["European Union - 27"]

{"sheet":"Conversions","index":11,"n_rows":142,"n_cols":14,"rows_kept":142,"cut":false,"hidden":false,"merged":[]}
[]
[null,null,"IPCC SAR GWPs",null,null,null,"Additional Refrigerant GWPs",null,null,null,"IPCC AR4 GWPs"]
[null,null,"Gas","GWP",null,null,"Gas","GWP","Chemical Formula",null,"Gas","GWP"]
[null,null,"CO2",1,null,null,"HFC-41",150,"CH3F",null,"CO2",1]
[null,null,"CH4",21,null,null,"HFC-134",1000,"CHF2CHF2",null,"CH4",25]
[null,null,"N2O",310,null,null,"HFC-143",300,"CHF2CH2F",null,"N2O",298]
[null,null,"HFC-23",11700,null,null,"HFC-152",53,"CH2FCH2F",null,"HFC-23",14800]
[null,null,"HFC-32",650,null,null,"HFC-161",12,"CH3CH2F",null,"HFC-32",675]
[null,null,"HFC-125",2800,null,null,"HFC-236cb",1340,"CH2FCF2CF3",null,"HFC-125",3500]
[null,null,"HFC-134a",1300,null,null,"HFC-236ea",1370,"CHF2CHFCF3",null,"HFC-134a",1430]
[null,null,"HFC-143a",3800,null,null,"HFC-245ca",560,"CH2FCF2CHF2",null,"HFC-143a",4470]
[null,null,"HFC-152a",140,null,null,"HFC-245fa",1030,"CHF2CH2CF3",null,"HFC-152a",124]
[null,null,"HFC-227ea",2900,null,null,"HFC-365mfc",794,"CF3CH2CF2CH3",null,"HFC-227ea",3220]
[null,null,"HFC-236fa",6300,null,null,"PFC-218",7000,"C3F8 (CF3CF2CF3)",null,"HFC-236fa",9810]
[null,null,"HFC-4310mee",1300,null,null,"PFC-318 or PFC-c318",8700,"c-C4F8 ( -(CF2)4- )",null,"HFC-4310mee",1640]
[null,null,"CF4",6500,"PFC-14",null,"PFC-4-1-12",7500,"C5F12",null,"CF4",7390,"PFC-14"]
[null,null,"C2F6",9200,"PFC-116",null,"PFC-9-1-18",7500,"C10F18",null,"C2F6",12200,"PFC-116"]
[null,null,"C4F10",7000,"PFC-3-1-10",null,"Perfluorocyclopropane",17340,"c-C3F6",null,"C4F10",8860,"PFC-3-1-10"]
[null,null,"C6F14",7400,"PFC-5-1-14",null,null,null,null,null,"C6F14",9300,"PFC-5-1-14"]
[null,null,"SF6",23900,null,null,null,null,null,null,"SF6",22800]
[null,null,"Source: U.S. Inventory of Greenhouse Gas Emissions and Sinks 1990-2005 (Table ES-1), US EPA",null,null,null,"Source: EPA Mandatory Reporting Rule, Federal Register, Friday, October 30, 2009, Table A-1 to Subpart A of Part 98.",null,null,null,"Source: IPCC Fourth Assessment Report: Climate Change 2007, 2.10.2 Direct Global Warming Potentials"]
[null,null,"Available online at: http://www.epa.gov/climatechange/emissions/usgginv_archive.html",null,null,null,"Available online at: http://www.epa.gov/climatechange/emissions/downloads09/GHG-MRR-Full%20Version.pdf",null,null,null,"Avalilable online at: https://www.ipcc.ch/publications_and_data/ar4/wg1/en/ch2s2-10-2.html"]
[]
[null,null,"CO2/C",{"$f":"44/12","v":3.6666666666666665}]
[]
[]
[null,"Physical Conversions"]
[]
[null,"Area"]
[null,null,null,"sq. foot","sq. mile","sq. yard","sq. meter","sq. kilometer","acre","hectare"]
[null,1,"sq. foot",1,3.5870060000000002E-8,0.1111111,9.2903040000000006E-2,9.2903039999999994E-8,2.295675E-5,9.2903040000000008E-6]
[null,1,"sq. mile",27878400,1,3097600,2589988,2.589988,639.99739999999997,258.99880000000002]
[null,1,"sq. yard",9,3.2283059999999999E-7,1,0.83612739999999997,8.361274E-7,2.066107E-4,8.3612739999999996E-5]
[null,1,"sq. meter",10.763909999999999,3.8610219999999998E-7,1.1959900000000001,1,9.9999999999999995E-7,2.4710440000000003E-4,1E-4]
[null,1,"sq. kilometer",10763910,0.38610220000000001,1195990,1000000,1,247.1044,100]
[null,1,"acre",43560,1.5625000000000001E-3,4839.9629999999997,4046.8249999999998,4.0468589999999999E-3,1,0.4046863]
[null,1,"hectare",107639.1,3.861022E-3,11959.9,10000,0.01,2.471044,1]
[]
[null,"Distance"]
[null,null,null,"meter","kilometer","foot","yard","mile"]
[null,1,"meter",1,1E-3,3.2808299999999999,1.09361,6.2137119999999997E-4]
[null,1,"kilometer",1000,1,3280.83,1093.6130000000001,0.62137120000000001]
[null,1,"foot",0.30480000000000002,3.0480090000000002E-4,1,0.3333333,1.893939E-4]
[null,1,"yard",0.91439999999999999,9.1440279999999998E-4,3,1,5.6818180000000002E-4]
[null,1,"mile",1609.3440000000001,1.6093440000000001,5280,1760,1]
[]
[null,"Energy"]
[null,null,null,"watt-hour","kilowatt-hour","megawatt-hour","gigawatt-hour","joule","kilojoule","megajoule","gigajoule","BTU","MMBtu","therm"]
[null,1,"watt-hour",1,1E-3,9.9999999999999995E-7,1.0000000000000001E-9,3600,3.6,3.5999999999999999E-3,3.5999999999999998E-6,3.4121419999999998,3.4121419999999998E-6,3.412128E-5]
[null,1,"kilowatt-hour",1000,1,1E-3,9.9999999999999995E-7,3600000,3600,3.6,3.5999999999999999E-3,3412.1419999999998,3.412142E-3,3.4121279999999997E-2]
[null,1,"megawatt-hour",1000000,1000,1,1E-3,3600000000,3600000,3600,3.6,3412142,3.4121419999999998,34.121279999999999]
[null,1,"gigawatt-hour",1000000000,1000000,1000,1,3600000000000,3600000000,3600000,3600,3412142000,3412.1419999999998,34121.279999999999]
[null,1,"joule",2.777778E-4,2.777778E-7,2.7777780000000002E-10,2.777778E-13,1,1E-3,9.9999999999999995E-7,9.9999999999999986E-10,9.4781710000000003E-4,9.4781710000000005E-10,9.4781340000000003E-9]
[null,1,"kilojoule",0.27777780000000002,2.777778E-4,2.777778E-7,2.7777780000000002E-10,1000,1,1E-3,9.9999999999999995E-7,0.94781709999999997,9.4781709999999994E-7,9.4781339999999996E-6]
[null,1,"megajoule",277.77780000000001,0.27777780000000002,2.777778E-4,2.777778E-7,1000000,1000,1,1E-3,947.81709999999998,9.4781710000000003E-4,9.4781339999999992E-3]
[null,1,"gigajoule",277777.8,277.77780000000001,0.27777780000000002,2.777778E-4,1000000000,1000000,1000,1,947817.1,0.94781710000000008,9.4781339999999989]
[null,1,"BTU",0.29307109999999997,2.9307109999999998E-4,2.9307109999999998E-7,2.9307109999999999E-10,1055.056,1.055056,1.055056E-3,1.0550559999999999E-6,1,9.9999999999999995E-7,9.9999610000000008E-6]
[null,1,"MMBtu",293071.09999999998,293.0711,0.29307109999999997,2.9307109999999998E-4,1055056000,1055056,1055.056,1.055056,1000000,1,9.9999610000000008]
[null,1,"therm",29307.22,29.307220000000001,2.9307219999999998E-2,2.9307220000000001E-5,105506000,105506,105.506,0.105506,100000.4,0.10000039999999999,1]
[]
[null,"Flow"]
[null,null,null,"centimeter3/hour","foot3/hour","yard3/hour","meter3/hour","gallon/hour","liter/hour"]
[null,1,"centimeter3/hour",1,3.531467E-5,1.3079509999999999E-6,9.9999999999999995E-7,2.641721E-4,1E-3]
[null,1,"foot3/hour",28316.85,1,3.703704E-2,2.8316850000000001E-2,7.4805190000000001,28.316849999999999]
[null,1,"yard3/hour",764554.9,27,1,0.76455490000000004,201.97399999999999,764.55489999999998]
[null,1,"meter3/hour",1000000,35.31467,1.3079510000000001,1,264.1721,1000]
[null,1,"gallon/hour",3785.4119999999998,0.13368060000000001,4.9511319999999996E-3,3.7854120000000002E-3,1,3.785412]
[null,1,"liter/hour",1000,3.5314669999999999E-2,1.3079509999999999E-3,1E-3,0.26417210000000002,1]
[]
[null,"Light"]
[null,null,null,"Flame","Foot-Candles","Lux","Meter-Candles"]
[null,1,"Flame",1,4,43.055639999999997,43.055639999999997]
[null,1,"Foot-Candles",0.25,1,10.763909999999999,10.763909999999999]
[null,1,"Lux",2.3225760000000002E-2,9.2903040000000006E-2,1,1]
[null,1,"Meter-Candles",2.3225760000000002E-2,9.2903040000000006E-2,1,1]
[]
[null,"Mass"]
[null,null,null,"gram","kilogram","Megagram (tonne)","Gigagram","Teragram (MMT)","pound","short ton"]
[null,1,"gram",1,1E-3,{"$f":"10^-6","v":9.9999999999999995E-7},{"$f":"10^-9","v":1.0000000000000001E-9},{"$f":"10^-12","v":9.9999999999999998E-13},2.2046226218490001E-3,1.102311310924E-6]
[null,1,"kilogram",1000,1,1E-3,{"$f":"10^-6","v":9.9999999999999995E-7},{"$f":"10^-9","v":1.0000000000000001E-9},2.2046226218489999,{"$f":"J79*1000","v":1.102311310924E-3}]
[null,1,"Megagram (tonne)",1000000,1000,1,1E-3,{"$f":"10^-6","v":9.9999999999999995E-7},{"$f":"I80*D80","v":2204.6226218490001},{"$f":"J80*1000","v":1.1023113109239999}]
[null,1,"Gigagram",1000000000,1000000,1000,1,1E-3,{"$f":"I81*D80","v":2204622.621849},{"$f":"J81*1000","v":1102.3113109239998}]
[null,1,"Teragram (MMT)",1000000000000,1000000000,1000000,1000,1,{"$f":"I82*D80","v":2204622621.849},{"$f":"J82*1000","v":1102311.3109239999}]
[null,1,"pound",453.59237000000002,{"$f":"D84/1000","v":0.45359237000000002},4.5359237000000004E-4,4.5359237000000005E-7,4.5359237000000004E-10,1,{"$f":"1/2000","v":5.0000000000000001E-4}]
[null,1,"short ton",907184.74,907.18474000000003,0.90718474000000004,9.0718474000000009E-4,9.071847400000001E-7,2000,1]
[]
[null,"Power"]
[null,null,null,"watt","kilowatt","megawatt","BTU/hour"]
[null,1,"watt",1,1E-3,9.9999999999999995E-7,3.4151790000000002]
[null,1,"kilowatt",1000,1,1E-3,3415.1790000000001]
[null,1,"megawatt",1000000,1000,1,3415179]
[null,1,"BTU/hour",0.29281040000000003,2.9281039999999998E-4,2.9281040000000001E-7,1]
[]
[null,"Pressure"]
[null,null,null,"pascal","kilopascal","megapascal","pound/inch2","pound/foot2","millimeters of mercury"]
[null,1,"pascal",1,1E-3,9.9999999999999995E-7,1.4503770000000001E-4,2.088543E-2,7.5006170000000002E-3]
[null,1,"kilopascal",1000,1,1E-3,0.14503769999999999,20.885429999999999,7.5006170000000001]
[null,1,"megapascal",1000000,1000,1,145.0377,20885.43,7500.6170000000002]
[null,1,"pound/inch2",6894.7569999999996,6.8947570000000002,6.8947569999999996E-3,1,144,51.714930000000003]
[null,1,"pound/foot2",47.88026,4.7880260000000001E-2,4.788026E-5,6.9444440000000001E-3,1,0.35913149999999999]
[null,1,"millimeters of mercury",133.32239999999999,0.13332240000000001,1.3332240000000001E-4,1.933677E-2,2.7844959999999999,1]
[]
[null,"Speed"]
[null,null,null,"foot/hour","mile/hour","meter/hour","kilometer/hour"]
[null,1,"foot/hour",1,1.893939E-4,0.30480000000000002,3.0479999999999998E-4]
[null,1,"mile/hour",5280,1,1609.3440000000001,1.6093440000000001]
[null,1,"meter/hour",3.28084,6.2137119999999997E-4,1,1E-3]
[null,1,"kilometer/hour",3280.84,0.62137120000000001,1000,1]
[]
[null,"Temperature"]
[null,null,null,"Fahrenheit","Celsius"]
[null,1,"Fahrenheit",1,-17.22222]
[null,1,"Celsius",33.799999999999997,1]
[]
[null,"Time"]
[null,null,null,"second","minute","hour","day","week","month (30 days)","year"]
[null,1,"second",1,1.6666670000000001E-2,2.777778E-4,1.1574069999999999E-5,1.6534389999999999E-6,3.8580249999999999E-7,{"$f":"1/D123","v":3.1688087814028947E-8}]
[null,1,"minute",60,1,1.6666670000000001E-2,6.9444440000000004E-4,9.9206349999999996E-5,2.314815E-5,{"$f":"1/E123","v":1.9012852688417369E-6}]
[null,1,"hour",3600,60,1,4.1666670000000003E-2,5.9523809999999996E-3,1.3888889999999999E-3,{"$f":"1/F123","v":1.1407711613050422E-4}]
[null,1,"day",86400,1440,24,1,0.14285709999999999,3.3333330000000001E-2,{"$f":"1/G123","v":2.7378507871321013E-3}]
[null,1,"week",604800,10080,168,7,1,0.23333329999999999,{"$f":"1/H123","v":1.9164955509924708E-2}]
[null,1,"month (30 days)",2592000,43200,720,30,4.2857139999999996,1,{"$f":"1/I123","v":8.2135523613963035E-2}]
[null,1,"year",{"$f":"E123*D118","v":31557600},{"$f":"F123*E119","v":525960},{"$f":"G123*F120","v":8766},365.25,{"$f":"G123/G121","v":52.178571428571431},{"$f":"G123/G122","v":12.175000000000001},1]
[]
[null,"Volume"]
[null,null,null,"liter","gallon","quart","cubic inch","cubic foot","thousand cubic feet (MCF)","million cubic feet (MMCF)","cubic yard","cubic meter"]
[null,1,"liter",1,0.26417210000000002,1.0566880000000001,61.023739999999997,3.5314669999999999E-2,3.531467E-5,3.5314669999999996E-8,1.3079509999999999E-3,1E-3]
[null,1,"gallon",3.785412,1,4,231,0.13368060000000001,1.3368060000000002E-4,1.3368060000000002E-7,4.9511319999999996E-3,3.7854120000000002E-3]
[null,1,"quart",0.94635290000000005,0.25,1,57.75,3.3420140000000001E-2,3.3420139999999998E-5,3.3420140000000002E-8,1.2377829999999999E-3,9.463529E-4]
[null,1,"cubic inch",1.6387059999999998E-2,4.329004E-3,1.7316020000000001E-2,1,5.7870369999999999E-4,5.7870369999999994E-7,5.7870370000000002E-10,2.1433469999999999E-5,1.6387060000000002E-5]
[null,1,"cubic foot",28.316849999999999,7.4805190000000001,29.922080000000001,1728,1,1E-3,9.9999999999999995E-7,3.703704E-2,2.8316850000000001E-2]
[null,1,"thousand cubic feet (MCF)",28316.85,7480.5190000000002,29922.080000000002,1728000,1000,1,1E-3,37.037039999999998,28.316850000000002]
[null,1,"million cubic feet (MMCF)",28316850,7480519,29922080,1728000000,1000000,1000,1,37037.040000000001,28316.850000000002]
[null,1,"cubic yard",764.55489999999998,201.97399999999999,807.89610000000005,46656,27,2.7E-2,2.6999999999999999E-5,1,0.76455490000000004]
[null,1,"cubic meter",1000,264.1721,1056.6880000000001,61023.74,35.31467,3.5314669999999999E-2,3.531467E-5,1.3079510000000001,1]
[null,1,"petroleum barrel",{"$f":"E136*D128","v":158.98730399999999},42,{"$f":"$E$136*F128","v":168},{"$f":"$E$136*G128","v":9702},{"$f":"$E$136*H128","v":5.6145852000000005},5.6145852000000001E-3,5.6145852000000001E-6,{"$f":"$E$136*K128","v":0.20794754399999998},{"$f":"$E$136*L128","v":0.158987304}]
[]
[]
[]
[null,"Wood Conversions"]
[null,null,1.25,"short ton/cord","EIA, Annual Energy Review 2007, Table B3"]
[null,null,0.8,"cords per ton","EIA, Annual Energy Review 2007, Table B3"]

{"sheet":"Diesel Efficiency Estimator","index":12,"n_rows":39,"n_cols":13,"rows_kept":39,"cut":false,"hidden":false,"merged":[]}
[]
[]
[null,null,"http://www.dieselserviceandsupply.com/Diesel_Fuel_Consumption.aspx",null,null,null,null,null," Efficiencies for Individual mode of operation"]
[null,null,null,null,null,null,null,null,0.25,0.5,0.75,1]
[null,null,"Generator Size (kW)","1/4 Load (gal/hr)","1/2 Load (gal/hr)","3/4 Load (gal/hr)","Full Load (gal/hr)",null,"1/4 Load (gal/hr)","1/2 Load (gal/hr)","3/4 Load (gal/hr)","Full Load (gal/hr)"]
[null,null,20,0.6,0.9,1.3,1.6,null,{"$f":"1/(D6/$C6/I$4*$D$35/$D$37)","v":0.2194119910998211},0.29254932146642815,0.30380121844590613,0.32911798664973169]
[null,null,30,1.3,1.8,2.4,2.9,null,0.15190060922295306,0.2194119910998211,0.24683848998729874,0.27237350619288136]
[null,null,40,1.6,2.2999999999999998,3.2,4,null,0.16455899332486584,0.22895164288676992,0.24683848998729874,0.26329438931978533]
[null,null,60,1.8,2.9,3.8,4.8,null,0.2194119910998211,0.27237350619288136,0.3117959873523774,0.32911798664973169]
[null,null,75,2.4,3.4,4.5999999999999996,6.1,null,0.20569874165608229,0.29039822351446914,0.32196324780952018,0.3237226098194082]
[null,null,100,2.6,4.0999999999999996,5.8,7.4,null,0.25316768203825513,0.32109071868266509,0.34046688274110176,0.35580322881052068]
[null,null,125,3.1,5,7.1,9.1,null,0.26541773116913847,0.32911798664973169,0.3476598450525335,0.36166811719750735]
[null,null,135,3.3,5.4,7.6,9.8000000000000007,null,0.26927835271341682,0.32911798664973169,0.35077048577142461,0.36270145467521447]
[null,null,150,3.6,5.9,8.4,10.9,null,0.27426498887477641,0.33469625760989652,0.35262641426756969,0.36233172842172295]
[null,null,175,4.0999999999999996,6.8,9.6999999999999993,12.7,null,0.28095437884733193,0.33879792743354736,0.35626173812599821,0.36280722937765697]
[null,null,200,4.7,7.7,11,14.4,null,0.28010041416998438,0.34194076535037055,0.35903780361788912,0.36568665183303517]
[null,null,230,5.3,8.8000000000000007,12.5,16.600000000000001,null,0.28564957331863505,0.34407789513381032,0.36334625726130376,0.36480547917801576]
[null,null,250,5.7,9.5,13.6,18,null,0.28869998828923832,0.34643998594708603,0.36299777939308647,0.36568665183303523]
[null,null,300,6.8,11.3,16.100000000000001,21.5,null,0.29039822351446914,0.34950582653068846,0.36795799749659441,0.36738751998109576]
[null,null,350,7.9,13.1,18.7,25.1,null,0.29162353247444578,0.35172914603788114,0.36959773901841525,0.36714357076464088]
[null,null,400,8.9,14.9,21.3,28.6,null,0.29583639249414084,0.35341528767756425,0.37083716805603573,0.36824390114655287]
[null,null,500,11,18.5,26.4,35.700000000000003,null,0.29919816968157431,0.35580322881052073,0.37399771210196781,0.36875964890726232]
[null,null,600,13.2,22,31.5,42.8,null,0.29919816968157431,0.35903780361788912,0.37613484188540763,0.36910428409315699]
[null,null,750,16.3,27.4,39.299999999999997,53.4,null,0.30286931286785124,0.36034816056539964,0.37685265646915844,0.36979549061767603]
[null,null,1000,21.6,36.4,52.1,71.099999999999994,null,0.30473887652752929,0.36166811719750735,0.37902263337780995,0.37031559679294701]
[null,null,1250,26.9,45.3,65,88.8,null,0.30587173480458335,0.36326488592685618,0.37975152305738269,0.37062836334429244]
[null,null,1500,32.200000000000003,54.3,77.8,106.5,null,0.30663166458049534,0.36366628359086378,0.3807277480523889,0.37083716805603573]
[null,null,1750,37.5,63.2,90.7,124.2,null,0.30717678753974959,0.36452941559305724,0.38100759204213697,0.37098645838134003]
[null,null,2000,42.8,72.2,103.5,141.9,null,0.30758690341096417,0.36467366941798524,0.38158607147794987,0.37109850503140995]
[null,null,2250,48.1,81.099999999999994,116.4,159.6,null,0.30790664031679676,0.36523574350771704,0.38170900513499811,0.37118569922902073]
[null,null,null,null,null,null,null,null,{"$f":"AVERAGE(I6:I30)","v":0.27110207374873974},{"$f":"AVERAGE(J6:J30)","v":0.33207367108364561},{"$f":"AVERAGE(K6:K30)","v":0.35134349311934215},{"$f":"AVERAGE(L6:L30)","v":0.35418412905214708},{"$f":"AVERAGE(I6:L30)","v":0.32717584175096875}]
[null,null,"Slope",{"$f":"LINEST(D6:D30,$C$6:$C$30,FALSE)","v":2.1513975569424443E-2},{"$f":"LINEST(E6:E30,$C$6:$C$30,FALSE)","v":3.62327839120926E-2},{"$f":"LINEST(F6:F30,$C$6:$C$30,FALSE)","v":5.1948045020536619E-2},{"$f":"LINEST(G6:G30,$C$6:$C$30,FALSE)","v":7.1031925108017271E-2},"[gal/hr]/[kW]",null,null,null,null,{"$f":"MEDIAN(I6:L30)","v":0.34858283579161098}]
[null,null,"Load",0.25,0.5,0.75,1]
[null,null,"Fuel Consumption per kWh",{"$f":"D32/D33","v":8.6055902277697771E-2},{"$f":"E32/E33","v":7.2465567824185201E-2},{"$f":"F32/F33","v":6.9264060027382154E-2},{"$f":"G32/G33","v":7.1031925108017271E-2},"[gal/kWh] or [gal diesel/kWh electricity]"]
[null,null,"GJ/gal Diesel",{"$f":"'Fuel EFs'!R45","v":0.13672908144000001},null,null,null,"Energy content of diesel"]
[null,null,"GJ diesel/kWh electricity",{"$f":"D34*$D$35","v":1.1766344470920021E-2},{"$f":"E34*$D$35","v":9.9081505246288622E-3},{"$f":"F34*$D$35","v":9.4704113043489833E-3},{"$f":"G34*$D$35","v":9.7121298729340756E-3},"GJ of diesel required to create 1 kWh electricity"]
[null,null,"GJ/kWh",{"$f":"Conversions!K50","v":3.5999999999999999E-3}]
[null,null,"GJ diesel/GJ electricity",{"$f":"D36/$D$37","v":3.2684290197000059},{"$f":"E36/$D$37","v":2.7522640346191283},{"$f":"F36/$D$37","v":2.6306698067636067},{"$f":"G36/$D$37","v":2.6978138535927987},"GJ of diesel required to create 1 GJ of electricity"]
[null,null,"GJ kWh/GJ diesel ",{"$f":"1/D38","v":0.305957386246615},{"$f":"1/E38","v":0.36333723342730995},{"$f":"1/F38","v":0.38013132527272758},{"$f":"1/G38","v":0.37067049628656012},"[Efficiency] - GJ of electricity created by 1 GJ of diesel"]

{"sheet":"PlotData","index":13,"n_rows":60,"n_cols":8,"rows_kept":60,"cut":false,"hidden":false,"merged":[]}
[]
[null,"For Bar Plot"]
[null,"Baseline Emissions",null,null,{"$f":"IF(Results!T46=\"\",0,Results!T46)","v":0}]
[null,"Activity Emissions",null,null,{"$f":"IF(Results!V46=\"\",0,Results!V46)","v":0}]
[null,"Emission Reductions",null,null,{"$f":"IF(Results!X46=\"\",0,Results!X46)","v":0}]
[]
[null,"For Line Plot"]
[null,"Coordinates","Activity","Baseline"]
[null,0.75,{"$f":"E4+E5/100","v":0},{"$f":"E3+E5/100","v":0}]
[null,1.25,{"$f":"E4+E5/100","v":0},{"$f":"E3+E5/100","v":0}]
[]
[null,"For Lifetime Plot"]
[null,"Lifetime",null,{"$f":"IF('Data Input'!U24=\"\",IF(Results!G16=RenewableElectricity,VLOOKUP('Data Input'!#REF!,'Pick Lists'!$B$253:$D$261,2,FALSE),IF(Results!G16=FuelSwitching,'Pick Lists'!C261,IF(Results!G16=EnergyEfficiency,'Pick Lists'!C260,0))),'Data Input'!U24)","v":0},"Years"]
[null,"Degradation Rate",null,{"$f":"IF('Data Input'!U25=\"\",IF(Results!G16=RenewableElectricity,VLOOKUP('Data Input'!#REF!,'Pick Lists'!$B$253:$D$261,3,FALSE),IF(Results!G16=FuelSwitching,'Pick Lists'!D261,IF(Results!G16=EnergyEfficiency,'Pick Lists'!D260,0))),'Data Input'!U25)","v":0}]
[null,"Reporting Year",null,{"$f":"IF(Results!$G$14=\"\",\"\",VALUE(RIGHT(Results!G14,4)))","v":""}]
[null,"Remaining Lifetime Total Reduction",null,{"$f":"SUMIF(G20:G60,TRUE,F20:F60)","v":0},"tCO2e"]
[]
[null,"Year #","Year","Baseline Emissions","Activity Emissions","Emissions Reductions","At or after Reporting Year?"]
[null,-1,null,null,null,null,false]
[null,0,{"$f":"IF('Data Input'!U23=\"\",D15,VALUE(RIGHT('Data Input'!U23,4)))","v":""},{"$f":"IF(G20=TRUE,E3,0)","v":0},{"$f":"IF(G20=TRUE,E4,0)","v":0},{"$f":"IF(B20=\"\",\"\",IF(G20=FALSE,0,D20-E20))","v":0},{"$f":"IF(C20>=$D$15,TRUE,FALSE)","v":true}]
[null,{"$f":"IF(B20<$D$13,B20+1,\"\")","v":""},{"$f":"IF(B21=\"\",\"\",C20+1)","v":""},{"$f":"IF(B21=\"\",\"\",IF(G21=FALSE,0,IF(AND(G21=TRUE,G20=FALSE),Results!$T$46,D20*(1-$D$14))))","v":""},{"$f":"IF(B21=\"\",\"\",IF(G21=FALSE,0,IF(AND(G21=TRUE,G20=FALSE),Results!$V$46,E20*(1-$D$14))))","v":""},{"$f":"IF(B21=\"\",\"\",IF(G21=FALSE,0,D21-E21))","v":""},true]
[null,"","",{"$f":"IF(B22=\"\",\"\",IF(G22=FALSE,0,IF(AND(G22=TRUE,G21=FALSE),Results!$T$46,D21*(1-$D$14))))","v":""},{"$f":"IF(B22=\"\",\"\",IF(G22=FALSE,0,IF(AND(G22=TRUE,G21=FALSE),Results!$V$46,E21*(1-$D$14))))","v":""},{"$f":"IF(B22=\"\",\"\",IF(G22=FALSE,0,D22-E22))","v":""},true]
[null,"","",{"$f":"IF(B23=\"\",\"\",IF(G23=FALSE,0,IF(AND(G23=TRUE,G22=FALSE),Results!$T$46,D22*(1-$D$14))))","v":""},{"$f":"IF(B23=\"\",\"\",IF(G23=FALSE,0,IF(AND(G23=TRUE,G22=FALSE),Results!$V$46,E22*(1-$D$14))))","v":""},"",true]
[null,"","",{"$f":"IF(B24=\"\",\"\",IF(G24=FALSE,0,IF(AND(G24=TRUE,G23=FALSE),Results!$T$46,D23*(1-$D$14))))","v":""},{"$f":"IF(B24=\"\",\"\",IF(G24=FALSE,0,IF(AND(G24=TRUE,G23=FALSE),Results!$V$46,E23*(1-$D$14))))","v":""},"",true]
[null,"","",{"$f":"IF(B25=\"\",\"\",IF(G25=FALSE,0,IF(AND(G25=TRUE,G24=FALSE),Results!$T$46,D24*(1-$D$14))))","v":""},{"$f":"IF(B25=\"\",\"\",IF(G25=FALSE,0,IF(AND(G25=TRUE,G24=FALSE),Results!$V$46,E24*(1-$D$14))))","v":""},"",true]
[null,"","",{"$f":"IF(B26=\"\",\"\",IF(G26=FALSE,0,IF(AND(G26=TRUE,G25=FALSE),Results!$T$46,D25*(1-$D$14))))","v":""},{"$f":"IF(B26=\"\",\"\",IF(G26=FALSE,0,IF(AND(G26=TRUE,G25=FALSE),Results!$V$46,E25*(1-$D$14))))","v":""},"",true]
[null,"","",{"$f":"IF(B27=\"\",\"\",IF(G27=FALSE,0,IF(AND(G27=TRUE,G26=FALSE),Results!$T$46,D26*(1-$D$14))))","v":""},{"$f":"IF(B27=\"\",\"\",IF(G27=FALSE,0,IF(AND(G27=TRUE,G26=FALSE),Results!$V$46,E26*(1-$D$14))))","v":""},"",true]
[null,"","",{"$f":"IF(B28=\"\",\"\",IF(G28=FALSE,0,IF(AND(G28=TRUE,G27=FALSE),Results!$T$46,D27*(1-$D$14))))","v":""},{"$f":"IF(B28=\"\",\"\",IF(G28=FALSE,0,IF(AND(G28=TRUE,G27=FALSE),Results!$V$46,E27*(1-$D$14))))","v":""},"",true]
[null,"","",{"$f":"IF(B29=\"\",\"\",IF(G29=FALSE,0,IF(AND(G29=TRUE,G28=FALSE),Results!$T$46,D28*(1-$D$14))))","v":""},{"$f":"IF(B29=\"\",\"\",IF(G29=FALSE,0,IF(AND(G29=TRUE,G28=FALSE),Results!$V$46,E28*(1-$D$14))))","v":""},"",true]
[null,"","",{"$f":"IF(B30=\"\",\"\",IF(G30=FALSE,0,IF(AND(G30=TRUE,G29=FALSE),Results!$T$46,D29*(1-$D$14))))","v":""},{"$f":"IF(B30=\"\",\"\",IF(G30=FALSE,0,IF(AND(G30=TRUE,G29=FALSE),Results!$V$46,E29*(1-$D$14))))","v":""},"",true]
[null,"","",{"$f":"IF(B31=\"\",\"\",IF(G31=FALSE,0,IF(AND(G31=TRUE,G30=FALSE),Results!$T$46,D30*(1-$D$14))))","v":""},{"$f":"IF(B31=\"\",\"\",IF(G31=FALSE,0,IF(AND(G31=TRUE,G30=FALSE),Results!$V$46,E30*(1-$D$14))))","v":""},"",true]
[null,"","",{"$f":"IF(B32=\"\",\"\",IF(G32=FALSE,0,IF(AND(G32=TRUE,G31=FALSE),Results!$T$46,D31*(1-$D$14))))","v":""},{"$f":"IF(B32=\"\",\"\",IF(G32=FALSE,0,IF(AND(G32=TRUE,G31=FALSE),Results!$V$46,E31*(1-$D$14))))","v":""},"",true]
[null,"","",{"$f":"IF(B33=\"\",\"\",IF(G33=FALSE,0,IF(AND(G33=TRUE,G32=FALSE),Results!$T$46,D32*(1-$D$14))))","v":""},{"$f":"IF(B33=\"\",\"\",IF(G33=FALSE,0,IF(AND(G33=TRUE,G32=FALSE),Results!$V$46,E32*(1-$D$14))))","v":""},"",true]
[null,"","",{"$f":"IF(B34=\"\",\"\",IF(G34=FALSE,0,IF(AND(G34=TRUE,G33=FALSE),Results!$T$46,D33*(1-$D$14))))","v":""},{"$f":"IF(B34=\"\",\"\",IF(G34=FALSE,0,IF(AND(G34=TRUE,G33=FALSE),Results!$V$46,E33*(1-$D$14))))","v":""},"",true]
[null,"","",{"$f":"IF(B35=\"\",\"\",IF(G35=FALSE,0,IF(AND(G35=TRUE,G34=FALSE),Results!$T$46,D34*(1-$D$14))))","v":""},{"$f":"IF(B35=\"\",\"\",IF(G35=FALSE,0,IF(AND(G35=TRUE,G34=FALSE),Results!$V$46,E34*(1-$D$14))))","v":""},"",true]
[null,"","",{"$f":"IF(B36=\"\",\"\",IF(G36=FALSE,0,IF(AND(G36=TRUE,G35=FALSE),Results!$T$46,D35*(1-$D$14))))","v":""},{"$f":"IF(B36=\"\",\"\",IF(G36=FALSE,0,IF(AND(G36=TRUE,G35=FALSE),Results!$V$46,E35*(1-$D$14))))","v":""},"",true,{"$f":"IF(B36=\"\",\"\",IF(G36=FALSE,0,IF(AND(G36=TRUE,G35=FALSE),Results!$X$46,H35*(1-$D$14))))","v":""}]
[null,"","",{"$f":"IF(B37=\"\",\"\",IF(G37=FALSE,0,IF(AND(G37=TRUE,G36=FALSE),Results!$T$46,D36*(1-$D$14))))","v":""},{"$f":"IF(B37=\"\",\"\",IF(G37=FALSE,0,IF(AND(G37=TRUE,G36=FALSE),Results!$V$46,E36*(1-$D$14))))","v":""},"",true,{"$f":"IF(B37=\"\",\"\",IF(G37=FALSE,0,IF(AND(G37=TRUE,G36=FALSE),Results!$X$46,H36*(1-$D$14))))","v":""}]
[null,"","",{"$f":"IF(B38=\"\",\"\",IF(G38=FALSE,0,IF(AND(G38=TRUE,G37=FALSE),Results!$T$46,D37*(1-$D$14))))","v":""},{"$f":"IF(B38=\"\",\"\",IF(G38=FALSE,0,IF(AND(G38=TRUE,G37=FALSE),Results!$V$46,E37*(1-$D$14))))","v":""},"",true,{"$f":"IF(B38=\"\",\"\",IF(G38=FALSE,0,IF(AND(G38=TRUE,G37=FALSE),Results!$X$46,H37*(1-$D$14))))","v":""}]
[null,"","",{"$f":"IF(B39=\"\",\"\",IF(G39=FALSE,0,IF(AND(G39=TRUE,G38=FALSE),Results!$T$46,D38*(1-$D$14))))","v":""},{"$f":"IF(B39=\"\",\"\",IF(G39=FALSE,0,IF(AND(G39=TRUE,G38=FALSE),Results!$V$46,E38*(1-$D$14))))","v":""},"",true,{"$f":"IF(B39=\"\",\"\",IF(G39=FALSE,0,IF(AND(G39=TRUE,G38=FALSE),Results!$X$46,H38*(1-$D$14))))","v":""}]
[null,"","",{"$f":"IF(B40=\"\",\"\",IF(G40=FALSE,0,IF(AND(G40=TRUE,G39=FALSE),Results!$T$46,D39*(1-$D$14))))","v":""},{"$f":"IF(B40=\"\",\"\",IF(G40=FALSE,0,IF(AND(G40=TRUE,G39=FALSE),Results!$V$46,E39*(1-$D$14))))","v":""},"",true,{"$f":"IF(B40=\"\",\"\",IF(G40=FALSE,0,IF(AND(G40=TRUE,G39=FALSE),Results!$X$46,H39*(1-$D$14))))","v":""}]
[null,"","",{"$f":"IF(B41=\"\",\"\",IF(G41=FALSE,0,IF(AND(G41=TRUE,G40=FALSE),Results!$T$46,D40*(1-$D$14))))","v":""},{"$f":"IF(B41=\"\",\"\",IF(G41=FALSE,0,IF(AND(G41=TRUE,G40=FALSE),Results!$V$46,E40*(1-$D$14))))","v":""},"",true,{"$f":"IF(B41=\"\",\"\",IF(G41=FALSE,0,IF(AND(G41=TRUE,G40=FALSE),Results!$X$46,H40*(1-$D$14))))","v":""}]
[null,"","",{"$f":"IF(B42=\"\",\"\",IF(G42=FALSE,0,IF(AND(G42=TRUE,G41=FALSE),Results!$T$46,D41*(1-$D$14))))","v":""},{"$f":"IF(B42=\"\",\"\",IF(G42=FALSE,0,IF(AND(G42=TRUE,G41=FALSE),Results!$V$46,E41*(1-$D$14))))","v":""},"",true,{"$f":"IF(B42=\"\",\"\",IF(G42=FALSE,0,IF(AND(G42=TRUE,G41=FALSE),Results!$X$46,H41*(1-$D$14))))","v":""}]
[null,"","",{"$f":"IF(B43=\"\",\"\",IF(G43=FALSE,0,IF(AND(G43=TRUE,G42=FALSE),Results!$T$46,D42*(1-$D$14))))","v":""},{"$f":"IF(B43=\"\",\"\",IF(G43=FALSE,0,IF(AND(G43=TRUE,G42=FALSE),Results!$V$46,E42*(1-$D$14))))","v":""},"",true,{"$f":"IF(B43=\"\",\"\",IF(G43=FALSE,0,IF(AND(G43=TRUE,G42=FALSE),Results!$X$46,H42*(1-$D$14))))","v":""}]
[null,"","",{"$f":"IF(B44=\"\",\"\",IF(G44=FALSE,0,IF(AND(G44=TRUE,G43=FALSE),Results!$T$46,D43*(1-$D$14))))","v":""},{"$f":"IF(B44=\"\",\"\",IF(G44=FALSE,0,IF(AND(G44=TRUE,G43=FALSE),Results!$V$46,E43*(1-$D$14))))","v":""},"",true,{"$f":"IF(B44=\"\",\"\",IF(G44=FALSE,0,IF(AND(G44=TRUE,G43=FALSE),Results!$X$46,H43*(1-$D$14))))","v":""}]
[null,"","",{"$f":"IF(B45=\"\",\"\",IF(G45=FALSE,0,IF(AND(G45=TRUE,G44=FALSE),Results!$T$46,D44*(1-$D$14))))","v":""},{"$f":"IF(B45=\"\",\"\",IF(G45=FALSE,0,IF(AND(G45=TRUE,G44=FALSE),Results!$V$46,E44*(1-$D$14))))","v":""},"",true,{"$f":"IF(B45=\"\",\"\",IF(G45=FALSE,0,IF(AND(G45=TRUE,G44=FALSE),Results!$X$46,H44*(1-$D$14))))","v":""}]
[null,"","",{"$f":"IF(B46=\"\",\"\",IF(G46=FALSE,0,IF(AND(G46=TRUE,G45=FALSE),Results!$T$46,D45*(1-$D$14))))","v":""},{"$f":"IF(B46=\"\",\"\",IF(G46=FALSE,0,IF(AND(G46=TRUE,G45=FALSE),Results!$V$46,E45*(1-$D$14))))","v":""},"",true,{"$f":"IF(B46=\"\",\"\",IF(G46=FALSE,0,IF(AND(G46=TRUE,G45=FALSE),Results!$X$46,H45*(1-$D$14))))","v":""}]
[null,"","",{"$f":"IF(B47=\"\",\"\",IF(G47=FALSE,0,IF(AND(G47=TRUE,G46=FALSE),Results!$T$46,D46*(1-$D$14))))","v":""},{"$f":"IF(B47=\"\",\"\",IF(G47=FALSE,0,IF(AND(G47=TRUE,G46=FALSE),Results!$V$46,E46*(1-$D$14))))","v":""},"",true,{"$f":"IF(B47=\"\",\"\",IF(G47=FALSE,0,IF(AND(G47=TRUE,G46=FALSE),Results!$X$46,H46*(1-$D$14))))","v":""}]
[null,"","",{"$f":"IF(B48=\"\",\"\",IF(G48=FALSE,0,IF(AND(G48=TRUE,G47=FALSE),Results!$T$46,D47*(1-$D$14))))","v":""},{"$f":"IF(B48=\"\",\"\",IF(G48=FALSE,0,IF(AND(G48=TRUE,G47=FALSE),Results!$V$46,E47*(1-$D$14))))","v":""},"",true,{"$f":"IF(B48=\"\",\"\",IF(G48=FALSE,0,IF(AND(G48=TRUE,G47=FALSE),Results!$X$46,H47*(1-$D$14))))","v":""}]
[null,"","",{"$f":"IF(B49=\"\",\"\",IF(G49=FALSE,0,IF(AND(G49=TRUE,G48=FALSE),Results!$T$46,D48*(1-$D$14))))","v":""},{"$f":"IF(B49=\"\",\"\",IF(G49=FALSE,0,IF(AND(G49=TRUE,G48=FALSE),Results!$V$46,E48*(1-$D$14))))","v":""},"",true,{"$f":"IF(B49=\"\",\"\",IF(G49=FALSE,0,IF(AND(G49=TRUE,G48=FALSE),Results!$X$46,H48*(1-$D$14))))","v":""}]
[null,"","",{"$f":"IF(B50=\"\",\"\",IF(G50=FALSE,0,IF(AND(G50=TRUE,G49=FALSE),Results!$T$46,D49*(1-$D$14))))","v":""},{"$f":"IF(B50=\"\",\"\",IF(G50=FALSE,0,IF(AND(G50=TRUE,G49=FALSE),Results!$V$46,E49*(1-$D$14))))","v":""},"",true,{"$f":"IF(B50=\"\",\"\",IF(G50=FALSE,0,IF(AND(G50=TRUE,G49=FALSE),Results!$X$46,H49*(1-$D$14))))","v":""}]
[null,"","",{"$f":"IF(B51=\"\",\"\",IF(G51=FALSE,0,IF(AND(G51=TRUE,G50=FALSE),Results!$T$46,D50*(1-$D$14))))","v":""},{"$f":"IF(B51=\"\",\"\",IF(G51=FALSE,0,IF(AND(G51=TRUE,G50=FALSE),Results!$V$46,E50*(1-$D$14))))","v":""},"",true,{"$f":"IF(B51=\"\",\"\",IF(G51=FALSE,0,IF(AND(G51=TRUE,G50=FALSE),Results!$X$46,H50*(1-$D$14))))","v":""}]
[null,"","",{"$f":"IF(B52=\"\",\"\",IF(G52=FALSE,0,IF(AND(G52=TRUE,G51=FALSE),Results!$T$46,D51*(1-$D$14))))","v":""},{"$f":"IF(B52=\"\",\"\",IF(G52=FALSE,0,IF(AND(G52=TRUE,G51=FALSE),Results!$V$46,E51*(1-$D$14))))","v":""},"",true,{"$f":"IF(B52=\"\",\"\",IF(G52=FALSE,0,IF(AND(G52=TRUE,G51=FALSE),Results!$X$46,H51*(1-$D$14))))","v":""}]
[null,"","",{"$f":"IF(B53=\"\",\"\",IF(G53=FALSE,0,IF(AND(G53=TRUE,G52=FALSE),Results!$T$46,D52*(1-$D$14))))","v":""},{"$f":"IF(B53=\"\",\"\",IF(G53=FALSE,0,IF(AND(G53=TRUE,G52=FALSE),Results!$V$46,E52*(1-$D$14))))","v":""},"",true,{"$f":"IF(B53=\"\",\"\",IF(G53=FALSE,0,IF(AND(G53=TRUE,G52=FALSE),Results!$X$46,H52*(1-$D$14))))","v":""}]
[null,"","",{"$f":"IF(B54=\"\",\"\",IF(G54=FALSE,0,IF(AND(G54=TRUE,G53=FALSE),Results!$T$46,D53*(1-$D$14))))","v":""},{"$f":"IF(B54=\"\",\"\",IF(G54=FALSE,0,IF(AND(G54=TRUE,G53=FALSE),Results!$V$46,E53*(1-$D$14))))","v":""},"",true,{"$f":"IF(B54=\"\",\"\",IF(G54=FALSE,0,IF(AND(G54=TRUE,G53=FALSE),Results!$X$46,H53*(1-$D$14))))","v":""}]
[null,"","",{"$f":"IF(B55=\"\",\"\",IF(G55=FALSE,0,IF(AND(G55=TRUE,G54=FALSE),Results!$T$46,D54*(1-$D$14))))","v":""},{"$f":"IF(B55=\"\",\"\",IF(G55=FALSE,0,IF(AND(G55=TRUE,G54=FALSE),Results!$V$46,E54*(1-$D$14))))","v":""},"",true,{"$f":"IF(B55=\"\",\"\",IF(G55=FALSE,0,IF(AND(G55=TRUE,G54=FALSE),Results!$X$46,H54*(1-$D$14))))","v":""}]
[null,"","",{"$f":"IF(B56=\"\",\"\",IF(G56=FALSE,0,IF(AND(G56=TRUE,G55=FALSE),Results!$T$46,D55*(1-$D$14))))","v":""},{"$f":"IF(B56=\"\",\"\",IF(G56=FALSE,0,IF(AND(G56=TRUE,G55=FALSE),Results!$V$46,E55*(1-$D$14))))","v":""},"",true,{"$f":"IF(B56=\"\",\"\",IF(G56=FALSE,0,IF(AND(G56=TRUE,G55=FALSE),Results!$X$46,H55*(1-$D$14))))","v":""}]
[null,"","",{"$f":"IF(B57=\"\",\"\",IF(G57=FALSE,0,IF(AND(G57=TRUE,G56=FALSE),Results!$T$46,D56*(1-$D$14))))","v":""},{"$f":"IF(B57=\"\",\"\",IF(G57=FALSE,0,IF(AND(G57=TRUE,G56=FALSE),Results!$V$46,E56*(1-$D$14))))","v":""},"",true,{"$f":"IF(B57=\"\",\"\",IF(G57=FALSE,0,IF(AND(G57=TRUE,G56=FALSE),Results!$X$46,H56*(1-$D$14))))","v":""}]
[null,"","",{"$f":"IF(B58=\"\",\"\",IF(G58=FALSE,0,IF(AND(G58=TRUE,G57=FALSE),Results!$T$46,D57*(1-$D$14))))","v":""},{"$f":"IF(B58=\"\",\"\",IF(G58=FALSE,0,IF(AND(G58=TRUE,G57=FALSE),Results!$V$46,E57*(1-$D$14))))","v":""},"",true,{"$f":"IF(B58=\"\",\"\",IF(G58=FALSE,0,IF(AND(G58=TRUE,G57=FALSE),Results!$X$46,H57*(1-$D$14))))","v":""}]
[null,"","",{"$f":"IF(B59=\"\",\"\",IF(G59=FALSE,0,IF(AND(G59=TRUE,G58=FALSE),Results!$T$46,D58*(1-$D$14))))","v":""},{"$f":"IF(B59=\"\",\"\",IF(G59=FALSE,0,IF(AND(G59=TRUE,G58=FALSE),Results!$V$46,E58*(1-$D$14))))","v":""},"",true,{"$f":"IF(B59=\"\",\"\",IF(G59=FALSE,0,IF(AND(G59=TRUE,G58=FALSE),Results!$X$46,H58*(1-$D$14))))","v":""}]
[null,"","",{"$f":"IF(B60=\"\",\"\",IF(G60=FALSE,0,IF(AND(G60=TRUE,G59=FALSE),Results!$T$46,D59*(1-$D$14))))","v":""},{"$f":"IF(B60=\"\",\"\",IF(G60=FALSE,0,IF(AND(G60=TRUE,G59=FALSE),Results!$V$46,E59*(1-$D$14))))","v":""},"",true,{"$f":"IF(B60=\"\",\"\",IF(G60=FALSE,0,IF(AND(G60=TRUE,G59=FALSE),Results!$X$46,H59*(1-$D$14))))","v":""}]

{"sheet":"IEA EFs - Grid","index":14,"n_rows":174,"n_cols":60,"rows_kept":174,"cut":false,"hidden":false,"merged":[]}
[null,null,"Grid Average",null,null,null,null,null,null,null,null,null,null,null,null,null,null,null,null,null,null,null,null,null,null,null,null,null,6,{"$f":"AC1+1","v":7},{"$f":"AD1+1","v":8},9,10,11,12,13,14,15,16,17,18,19,20,21,22,23,24,25,26,27,28,29,30,31,32,33,34,35,36,37]
[null,null,"CO2 Emissions per kWh",null,null,null,null,null,null,null,null,null,null,null,null,null,null,null,null,null,null,null,null,null,null,null,null,null,"Projected",null,null,null,null,null,null,null,null,null,null,null,null,null,null,null,null,null,null,null,null,null,null,null,null,null,null,null,null,"Average Grid EFs"]
[null,null,null,null,"TIME","1990","1991","1992","1993","1994","1995","1996","1997","1998","1999","2000","2001","2002","2003","2004","2005","2006","2007","2008","2009","2010","2011","2012",{"$f":"AB3+1","v":2013},{"$f":"AC3+1","v":2014},2015,2016,2017,2018,2019,2020,2021,2022,2023,2024,2025,2026,2027,2028,2029,2030,2031,2032,2033,2034,2035,2036,2037,{"$f":"BA3+1","v":2038},2039,2040,null,"(Now+1) until 2020","2021-2025","2026-2030"]
["Edited Country Name (for Grid EFs)","Region in WEO","COUNTRY","PRODUCT","FLOW",null,null,null,null,null,null,null,null,null,null,null,null,null,null,null,null,null,null,null,null,null,null,null,null,null,null,null,null,null,null,null,null,null,null,null,null,null,null,null,null,null,null,null,null,null,null,null,null,null,null,null,"Now",{"$f":"AdoptionYear","v":0}]
["World","World","World","Total","CO2 per kWh of electricity (gCO2 per kWh)",525.28599999999994,525.97640000000001,533.64930000000004,525.18169999999998,526.58389999999997,526.94110000000001,537.99270000000001,538.93449999999996,536.79399999999998,528.15,527.58100000000002,535.68370000000004,530.07820000000004,540.96759999999995,538.59439999999995,541.59090000000003,542.87689999999998,547.19640000000004,538.82280000000003,533.66759999999999,530.04960000000005,536.79600000000005,532.88199999999995,{"$f":"AB5*(1+VLOOKUP($B5,'WEO Projections'!$B$51:$AH$68,AC$1,FALSE))","v":522.59342481604108},{"$f":"AC5*(1+VLOOKUP($B5,'WEO Projections'!$B$51:$AH$68,AD$1,FALSE))","v":512.30484963208232},{"$f":"AD5*(1+VLOOKUP($B5,'WEO Projections'!$B$51:$AH$68,AE$1,FALSE))","v":502.01627444812357},{"$f":"AE5*(1+VLOOKUP($B5,'WEO Projections'!$B$51:$AH$68,AF$1,FALSE))","v":495.39698014606222},{"$f":"AF5*(1+VLOOKUP($B5,'WEO Projections'!$B$51:$AH$68,AG$1,FALSE))","v":488.77768584400093},{"$f":"AG5*(1+VLOOKUP($B5,'WEO Projections'!$B$51:$AH$68,AH$1,FALSE))","v":482.15839154193952},{"$f":"AH5*(1+VLOOKUP($B5,'WEO Projections'!$B$51:$AH$68,AI$1,FALSE))","v":475.53909723987817},{"$f":"AI5*(1+VLOOKUP($B5,'WEO Projections'!$B$51:$AH$68,AJ$1,FALSE))","v":468.91980293781677},{"$f":"AJ5*(1+VLOOKUP($B5,'WEO Projections'!$B$51:$AH$68,AK$1,FALSE))","v":465.78562857846788},{"$f":"AK5*(1+VLOOKUP($B5,'WEO Projections'!$B$51:$AH$68,AL$1,FALSE))","v":462.65145421911899},{"$f":"AL5*(1+VLOOKUP($B5,'WEO Projections'!$B$51:$AH$68,AM$1,FALSE))","v":459.5172798597701},{"$f":"AM5*(1+VLOOKUP($B5,'WEO Projections'!$B$51:$AH$68,AN$1,FALSE))","v":456.38310550042121},{"$f":"AN5*(1+VLOOKUP($B5,'WEO Projections'!$B$51:$AH$68,AO$1,FALSE))","v":453.24893114107238},{"$f":"AO5*(1+VLOOKUP($B5,'WEO Projections'!$B$51:$AH$68,AP$1,FALSE))","v":451.73092043154315},{"$f":"AP5*(1+VLOOKUP($B5,'WEO Projections'!$B$51:$AH$68,AQ$1,FALSE))","v":450.21290972201399},{"$f":"AQ5*(1+VLOOKUP($B5,'WEO Projections'!$B$51:$AH$68,AR$1,FALSE))","v":448.69489901248483},{"$f":"AR5*(1+VLOOKUP($B5,'WEO Projections'!$B$51:$AH$68,AS$1,FALSE))","v":447.1768883029556},{"$f":"AS5*(1+VLOOKUP($B5,'WEO Projections'!$B$51:$AH$68,AT$1,FALSE))","v":445.65887759342638},{"$f":"AT5*(1+VLOOKUP($B5,'WEO Projections'!$B$51:$AH$68,AU$1,FALSE))","v":444.71151620483261},{"$f":"AU5*(1+VLOOKUP($B5,'WEO Projections'!$B$51:$AH$68,AV$1,FALSE))","v":443.76415481623883},{"$f":"AV5*(1+VLOOKUP($B5,'WEO Projections'!$B$51:$AH$68,AW$1,FALSE))","v":442.816793427645},{"$f":"AW5*(1+VLOOKUP($B5,'WEO Projections'!$B$51:$AH$68,AX$1,FALSE))","v":441.86943203905122},{"$f":"AX5*(1+VLOOKUP($B5,'WEO Projections'!$B$51:$AH$68,AY$1,FALSE))","v":440.92207065045744},{"$f":"AY5*(1+VLOOKUP($B5,'WEO Projections'!$B$51:$AH$68,AZ$1,FALSE))","v":440.67807933065319},{"$f":"AZ5*(1+VLOOKUP($B5,'WEO Projections'!$B$51:$AH$68,BA$1,FALSE))","v":440.43408801084888},{"$f":"BA5*(1+VLOOKUP($B5,'WEO Projections'!$B$51:$AH$68,BB$1,FALSE))","v":440.19009669104469},{"$f":"BB5*(1+VLOOKUP($B5,'WEO Projections'!$B$51:$AH$68,BC$1,FALSE))","v":439.94610537124044},{"$f":"BC5*(1+VLOOKUP($B5,'WEO Projections'!$B$51:$AH$68,BD$1,FALSE))","v":439.70211405143618},null,{"$f":"AVERAGEIF($F$3:$AJ$3,\">\"&$BF$4,F5:AJ5)","v":493.46331332574312},{"$f":"AVERAGE(AK5:AO5)","v":459.51727985977016},{"$f":"AVERAGE(AP5:AT5)","v":448.69489901248483}]
["OECD Americas","OECD Americas","OECD Americas","Total","CO2 per kWh of electricity (gCO2 per kWh)",531.59010000000001,525.29330000000004,541.22069999999997,535.43830000000003,533.88720000000001,531.92700000000002,535.95870000000002,566.52380000000005,562.73490000000004,548.0462,543.09649999999999,568.33180000000004,527.30600000000004,533.51710000000003,526.97490000000005,523.56510000000003,504.56580000000002,511.66559999999998,495.35120000000001,470.69349999999997,478.46679999999998,459.22179999999997,439.49040000000002,{"$f":"AB6*(1+VLOOKUP($B6,'WEO Projections'!$B$51:$AH$68,AC$1,FALSE))","v":430.42511389637025},{"$f":"AC6*(1+VLOOKUP($B6,'WEO Projections'!$B$51:$AH$68,AD$1,FALSE))","v":421.35982779274048},{"$f":"AD6*(1+VLOOKUP($B6,'WEO Projections'!$B$51:$AH$68,AE$1,FALSE))","v":412.2945416891107},{"$f":"AE6*(1+VLOOKUP($B6,'WEO Projections'!$B$51:$AH$68,AF$1,FALSE))","v":409.25618869604034},{"$f":"AF6*(1+VLOOKUP($B6,'WEO Projections'!$B$51:$AH$68,AG$1,FALSE))","v":406.21783570296992},{"$f":"AG6*(1+VLOOKUP($B6,'WEO Projections'!$B$51:$AH$68,AH$1,FALSE))","v":403.17948270989956},{"$f":"AH6*(1+VLOOKUP($B6,'WEO Projections'!$B$51:$AH$68,AI$1,FALSE))","v":400.14112971682914},{"$f":"AI6*(1+VLOOKUP($B6,'WEO Projections'!$B$51:$AH$68,AJ$1,FALSE))","v":397.10277672375872},{"$f":"AJ6*(1+VLOOKUP($B6,'WEO Projections'!$B$51:$AH$68,AK$1,FALSE))","v":395.28929865009593},{"$f":"AK6*(1+VLOOKUP($B6,'WEO Projections'!$B$51:$AH$68,AL$1,FALSE))","v":393.47582057643308},{"$f":"AL6*(1+VLOOKUP($B6,'WEO Projections'!$B$51:$AH$68,AM$1,FALSE))","v":391.66234250277029},{"$f":"AM6*(1+VLOOKUP($B6,'WEO Projections'!$B$51:$AH$68,AN$1,FALSE))","v":389.84886442910744},{"$f":"AN6*(1+VLOOKUP($B6,'WEO Projections'!$B$51:$AH$68,AO$1,FALSE))","v":388.03538635544464},{"$f":"AO6*(1+VLOOKUP($B6,'WEO Projections'!$B$51:$AH$68,AP$1,FALSE))","v":386.0417060483154},{"$f":"AP6*(1+VLOOKUP($B6,'WEO Projections'!$B$51:$AH$68,AQ$1,FALSE))","v":384.04802574118622},{"$f":"AQ6*(1+VLOOKUP($B6,'WEO Projections'!$B$51:$AH$68,AR$1,FALSE))","v":382.05434543405698},{"$f":"AR6*(1+VLOOKUP($B6,'WEO Projections'!$B$51:$AH$68,AS$1,FALSE))","v":380.0606651269278},{"$f":"AS6*(1+VLOOKUP($B6,'WEO Projections'!$B$51:$AH$68,AT$1,FALSE))","v":378.06698481979856},{"$f":"AT6*(1+VLOOKUP($B6,'WEO Projections'!$B$51:$AH$68,AU$1,FALSE))","v":376.4397108381159},{"$f":"AU6*(1+VLOOKUP($B6,'WEO Projections'!$B$51:$AH$68,AV$1,FALSE))","v":374.81243685643312},{"$f":"AV6*(1+VLOOKUP($B6,'WEO Projections'!$B$51:$AH$68,AW$1,FALSE))","v":373.1851628747504},{"$f":"AW6*(1+VLOOKUP($B6,'WEO Projections'!$B$51:$AH$68,AX$1,FALSE))","v":371.55788889306763},{"$f":"AX6*(1+VLOOKUP($B6,'WEO Projections'!$B$51:$AH$68,AY$1,FALSE))","v":369.93061491138491},{"$f":"AY6*(1+VLOOKUP($B6,'WEO Projections'!$B$51:$AH$68,AZ$1,FALSE))","v":368.50072553436132},{"$f":"AZ6*(1+VLOOKUP($B6,'WEO Projections'!$B$51:$AH$68,BA$1,FALSE))","v":367.07083615733779},{"$f":"BA6*(1+VLOOKUP($B6,'WEO Projections'!$B$51:$AH$68,BB$1,FALSE))","v":365.64094678031421},{"$f":"BB6*(1+VLOOKUP($B6,'WEO Projections'!$B$51:$AH$68,BC$1,FALSE))","v":364.21105740329068},{"$f":"BC6*(1+VLOOKUP($B6,'WEO Projections'!$B$51:$AH$68,BD$1,FALSE))","v":362.7811680262671},null,{"$f":"AVERAGEIF($F$3:$AJ$3,\">\"&$BF$4,F6:AJ6)","v":409.99711211596491},{"$f":"AVERAGE(AK6:AO6)","v":391.66234250277023},{"$f":"AVERAGE(AP6:AT6)","v":382.05434543405698}]
["OECD Asia Oceania","OECD Asia Oceania","OECD Asia Oceania","Total","CO2 per kWh of electricity (gCO2 per kWh)",492.07979999999998,488.93130000000002,499.60559999999998,483.26249999999999,493.35860000000002,481.01190000000003,482.07900000000001,478.59910000000002,466.96859999999998,476.14569999999998,484.36130000000003,488.17500000000001,499.51260000000002,506.77719999999999,503.11709999999999,502.6936,497.11919999999998,513.96169999999995,507.29570000000001,506.51459999999997,499.38529999999997,547.68859999999995,578.45060000000001,{"$f":"AB7*(1+VLOOKUP($B7,'WEO Projections'!$B$51:$AH$68,AC$1,FALSE))","v":571.48588188456176},{"$f":"AC7*(1+VLOOKUP($B7,'WEO Projections'!$B$51:$AH$68,AD$1,FALSE))","v":564.52116376912352},{"$f":"AD7*(1+VLOOKUP($B7,'WEO Projections'!$B$51:$AH$68,AE$1,FALSE))","v":557.55644565368527},{"$f":"AE7*(1+VLOOKUP($B7,'WEO Projections'!$B$51:$AH$68,AF$1,FALSE))","v":537.93462203039462},{"$f":"AF7*(1+VLOOKUP($B7,'WEO Projections'!$B$51:$AH$68,AG$1,FALSE))","v":518.31279840710397},{"$f":"AG7*(1+VLOOKUP($B7,'WEO Projections'!$B$51:$AH$68,AH$1,FALSE))","v":498.69097478381332},{"$f":"AH7*(1+VLOOKUP($B7,'WEO Projections'!$B$51:$AH$68,AI$1,FALSE))","v":479.06915116052267},{"$f":"AI7*(1+VLOOKUP($B7,'WEO Projections'!$B$51:$AH$68,AJ$1,FALSE))","v":459.44732753723196},{"$f":"AJ7*(1+VLOOKUP($B7,'WEO Projections'!$B$51:$AH$68,AK$1,FALSE))","v":452.85290286294185},{"$f":"AK7*(1+VLOOKUP($B7,'WEO Projections'!$B$51:$AH$68,AL$1,FALSE))","v":446.25847818865179},{"$f":"AL7*(1+VLOOKUP($B7,'WEO Projections'!$B$51:$AH$68,AM$1,FALSE))","v":439.66405351436174},{"$f":"AM7*(1+VLOOKUP($B7,'WEO Projections'!$B$51:$AH$68,AN$1,FALSE))","v":433.06962884007169},{"$f":"AN7*(1+VLOOKUP($B7,'WEO Projections'!$B$51:$AH$68,AO$1,FALSE))","v":426.47520416578158},{"$f":"AO7*(1+VLOOKUP($B7,'WEO Projections'!$B$51:$AH$68,AP$1,FALSE))","v":421.93337212961671},{"$f":"AP7*(1+VLOOKUP($B7,'WEO Projections'!$B$51:$AH$68,AQ$1,FALSE))","v":417.39154009345179},{"$f":"AQ7*(1+VLOOKUP($B7,'WEO Projections'!$B$51:$AH$68,AR$1,FALSE))","v":412.84970805728682},{"$f":"AR7*(1+VLOOKUP($B7,'WEO Projections'!$B$51:$AH$68,AS$1,FALSE))","v":408.30787602112196},{"$f":"AS7*(1+VLOOKUP($B7,'WEO Projections'!$B$51:$AH$68,AT$1,FALSE))","v":403.76604398495704},{"$f":"AT7*(1+VLOOKUP($B7,'WEO Projections'!$B$51:$AH$68,AU$1,FALSE))","v":399.10129249315929},{"$f":"AU7*(1+VLOOKUP($B7,'WEO Projections'!$B$51:$AH$68,AV$1,FALSE))","v":394.43654100136149},{"$f":"AV7*(1+VLOOKUP($B7,'WEO Projections'!$B$51:$AH$68,AW$1,FALSE))","v":389.77178950956375},{"$f":"AW7*(1+VLOOKUP($B7,'WEO Projections'!$B$51:$AH$68,AX$1,FALSE))","v":385.10703801776594},{"$f":"AX7*(1+VLOOKUP($B7,'WEO Projections'!$B$51:$AH$68,AY$1,FALSE))","v":380.4422865259682},{"$f":"AY7*(1+VLOOKUP($B7,'WEO Projections'!$B$51:$AH$68,AZ$1,FALSE))","v":376.55466075312347},{"$f":"AZ7*(1+VLOOKUP($B7,'WEO Projections'!$B$51:$AH$68,BA$1,FALSE))","v":372.66703498027874},{"$f":"BA7*(1+VLOOKUP($B7,'WEO Projections'!$B$51:$AH$68,BB$1,FALSE))","v":368.77940920743407},{"$f":"BB7*(1+VLOOKUP($B7,'WEO Projections'!$B$51:$AH$68,BC$1,FALSE))","v":364.89178343458934},{"$f":"BC7*(1+VLOOKUP($B7,'WEO Projections'!$B$51:$AH$68,BD$1,FALSE))","v":361.00415766174461},null,523.3772956533046,{"$f":"AVERAGE(AK7:AO7)","v":439.6640535143618},{"$f":"AVERAGE(AP7:AT7)","v":412.84970805728688}]
["OECD Europe","OECD Europe","OECD Europe","Total","CO2 per kWh of electricity (gCO2 per kWh)",453.08929999999998,450.50220000000002,439.11989999999997,415.50189999999998,414.49459999999999,409.90120000000002,406.28530000000001,392.67110000000002,389.88560000000001,379.81259999999997,376.54539999999997,375.50790000000001,378.32749999999999,380.4273,369.69560000000001,366.51420000000002,369.73200000000003,374.50400000000002,353.79689999999999,338.6499,330.02249999999998,332.50639999999999,331.06400000000002,{"$f":"AB8*(1+VLOOKUP($B8,'WEO Projections'!$B$51:$AH$68,AC$1,FALSE))","v":323.09363271706587},{"$f":"AC8*(1+VLOOKUP($B8,'WEO Projections'!$B$51:$AH$68,AD$1,FALSE))","v":315.12326543413167},{"$f":"AD8*(1+VLOOKUP($B8,'WEO Projections'!$B$51:$AH$68,AE$1,FALSE))","v":307.15289815119758},{"$f":"AE8*(1+VLOOKUP($B8,'WEO Projections'!$B$51:$AH$68,AF$1,FALSE))","v":301.13429681757714},{"$f":"AF8*(1+VLOOKUP($B8,'WEO Projections'!$B$51:$AH$68,AG$1,FALSE))","v":295.1156954839567},{"$f":"AG8*(1+VLOOKUP($B8,'WEO Projections'!$B$51:$AH$68,AH$1,FALSE))","v":289.09709415033626},{"$f":"AH8*(1+VLOOKUP($B8,'WEO Projections'!$B$51:$AH$68,AI$1,FALSE))","v":283.07849281671582},{"$f":"AI8*(1+VLOOKUP($B8,'WEO Projections'!$B$51:$AH$68,AJ$1,FALSE))","v":277.05989148309538},{"$f":"AJ8*(1+VLOOKUP($B8,'WEO Projections'!$B$51:$AH$68,AK$1,FALSE))","v":274.96596796406197},{"$f":"AK8*(1+VLOOKUP($B8,'WEO Projections'!$B$51:$AH$68,AL$1,FALSE))","v":272.87204444502856},{"$f":"AL8*(1+VLOOKUP($B8,'WEO Projections'!$B$51:$AH$68,AM$1,FALSE))","v":270.77812092599515},{"$f":"AM8*(1+VLOOKUP($B8,'WEO Projections'!$B$51:$AH$68,AN$1,FALSE))","v":268.68419740696174},{"$f":"AN8*(1+VLOOKUP($B8,'WEO Projections'!$B$51:$AH$68,AO$1,FALSE))","v":266.59027388792839},{"$f":"AO8*(1+VLOOKUP($B8,'WEO Projections'!$B$51:$AH$68,AP$1,FALSE))","v":263.5984843573201},{"$f":"AP8*(1+VLOOKUP($B8,'WEO Projections'!$B$51:$AH$68,AQ$1,FALSE))","v":260.60669482671187},{"$f":"AQ8*(1+VLOOKUP($B8,'WEO Projections'!$B$51:$AH$68,AR$1,FALSE))","v":257.61490529610359},{"$f":"AR8*(1+VLOOKUP($B8,'WEO Projections'!$B$51:$AH$68,AS$1,FALSE))","v":254.62311576549536},{"$f":"AS8*(1+VLOOKUP($B8,'WEO Projections'!$B$51:$AH$68,AT$1,FALSE))","v":251.63132623488713},{"$f":"AT8*(1+VLOOKUP($B8,'WEO Projections'!$B$51:$AH$68,AU$1,FALSE))","v":248.02782670007926},{"$f":"AU8*(1+VLOOKUP($B8,'WEO Projections'!$B$51:$AH$68,AV$1,FALSE))","v":244.42432716527139},{"$f":"AV8*(1+VLOOKUP($B8,'WEO Projections'!$B$51:$AH$68,AW$1,FALSE))","v":240.82082763046353},{"$f":"AW8*(1+VLOOKUP($B8,'WEO Projections'!$B$51:$AH$68,AX$1,FALSE))","v":237.21732809565566},{"$f":"AX8*(1+VLOOKUP($B8,'WEO Projections'!$B$51:$AH$68,AY$1,FALSE))","v":233.61382856084779},{"$f":"AY8*(1+VLOOKUP($B8,'WEO Projections'!$B$51:$AH$68,AZ$1,FALSE))","v":232.71193789055775},{"$f":"AZ8*(1+VLOOKUP($B8,'WEO Projections'!$B$51:$AH$68,BA$1,FALSE))","v":231.81004722026771},{"$f":"BA8*(1+VLOOKUP($B8,'WEO Projections'!$B$51:$AH$68,BB$1,FALSE))","v":230.90815654997769},{"$f":"BB8*(1+VLOOKUP($B8,'WEO Projections'!$B$51:$AH$68,BC$1,FALSE))","v":230.00626587968765},{"$f":"BC8*(1+VLOOKUP($B8,'WEO Projections'!$B$51:$AH$68,BD$1,FALSE))","v":229.1043752093976},null,298.85690838175952,270.77812092599515,257.61490529610364]
["Africa","Africa","Africa","Total","CO2 per kWh of electricity (gCO2 per kWh)",669.83299999999997,661.99639999999999,670.54870000000005,683.07090000000005,677.81920000000002,687.97050000000002,669.89739999999995,677.34960000000001,707.62180000000001,675.2174,653.72820000000002,621.8279,609.57659999999998,629.1739,648.66869999999994,635.8021,624.55780000000004,609.64919999999995,655.17319999999995,629.7758,612.63329999999996,585.16089999999997,597.66229999999996,{"$f":"AB9*(1+VLOOKUP($B9,'WEO Projections'!$B$51:$AH$68,AC$1,FALSE))","v":593.65478451513798},{"$f":"AC9*(1+VLOOKUP($B9,'WEO Projections'!$B$51:$AH$68,AD$1,FALSE))","v":589.64726903027611},{"$f":"AD9*(1+VLOOKUP($B9,'WEO Projections'!$B$51:$AH$68,AE$1,FALSE))","v":585.63975354541412},{"$f":"AE9*(1+VLOOKUP($B9,'WEO Projections'!$B$51:$AH$68,AF$1,FALSE))","v":574.80914853885793},{"$f":"AF9*(1+VLOOKUP($B9,'WEO Projections'!$B$51:$AH$68,AG$1,FALSE))","v":563.97854353230173},{"$f":"AG9*(1+VLOOKUP($B9,'WEO Projections'!$B$51:$AH$68,AH$1,FALSE))","v":553.14793852574542},{"$f":"AH9*(1+VLOOKUP($B9,'WEO Projections'!$B$51:$AH$68,AI$1,FALSE))","v":542.31733351918922},{"$f":"AI9*(1+VLOOKUP($B9,'WEO Projections'!$B$51:$AH$68,AJ$1,FALSE))","v":531.48672851263302},{"$f":"AJ9*(1+VLOOKUP($B9,'WEO Projections'!$B$51:$AH$68,AK$1,FALSE))","v":523.51651010360922},{"$f":"AK9*(1+VLOOKUP($B9,'WEO Projections'!$B$51:$AH$68,AL$1,FALSE))","v":515.54629169458542},{"$f":"AL9*(1+VLOOKUP($B9,'WEO Projections'!$B$51:$AH$68,AM$1,FALSE))","v":507.57607328556162},{"$f":"AM9*(1+VLOOKUP($B9,'WEO Projections'!$B$51:$AH$68,AN$1,FALSE))","v":499.60585487653788},{"$f":"AN9*(1+VLOOKUP($B9,'WEO Projections'!$B$51:$AH$68,AO$1,FALSE))","v":491.63563646751413},{"$f":"AO9*(1+VLOOKUP($B9,'WEO Projections'!$B$51:$AH$68,AP$1,FALSE))","v":483.41807104526436},{"$f":"AP9*(1+VLOOKUP($B9,'WEO Projections'!$B$51:$AH$68,AQ$1,FALSE))","v":475.20050562301458},{"$f":"AQ9*(1+VLOOKUP($B9,'WEO Projections'!$B$51:$AH$68,AR$1,FALSE))","v":466.9829402007648},{"$f":"AR9*(1+VLOOKUP($B9,'WEO Projections'!$B$51:$AH$68,AS$1,FALSE))","v":458.76537477851502},{"$f":"AS9*(1+VLOOKUP($B9,'WEO Projections'!$B$51:$AH$68,AT$1,FALSE))","v":450.54780935626525},{"$f":"AT9*(1+VLOOKUP($B9,'WEO Projections'!$B$51:$AH$68,AU$1,FALSE))","v":445.41631146542341},{"$f":"AU9*(1+VLOOKUP($B9,'WEO Projections'!$B$51:$AH$68,AV$1,FALSE))","v":440.28481357458156},{"$f":"AV9*(1+VLOOKUP($B9,'WEO Projections'!$B$51:$AH$68,AW$1,FALSE))","v":435.15331568373966},{"$f":"AW9*(1+VLOOKUP($B9,'WEO Projections'!$B$51:$AH$68,AX$1,FALSE))","v":430.02181779289788},{"$f":"AX9*(1+VLOOKUP($B9,'WEO Projections'!$B$51:$AH$68,AY$1,FALSE))","v":424.89031990205604},{"$f":"AY9*(1+VLOOKUP($B9,'WEO Projections'!$B$51:$AH$68,AZ$1,FALSE))","v":420.48457885138799},{"$f":"AZ9*(1+VLOOKUP($B9,'WEO Projections'!$B$51:$AH$68,BA$1,FALSE))","v":416.07883780071995},{"$f":"BA9*(1+VLOOKUP($B9,'WEO Projections'!$B$51:$AH$68,BB$1,FALSE))","v":411.67309675005185},{"$f":"BB9*(1+VLOOKUP($B9,'WEO Projections'!$B$51:$AH$68,BC$1,FALSE))","v":407.26735569938381},{"$f":"BC9*(1+VLOOKUP($B9,'WEO Projections'!$B$51:$AH$68,BD$1,FALSE))","v":402.86161464871577},null,566.83518746494451,507.57607328556168,466.9829402007648]
["Non-OECD Americas","Latin America","Non-OECD Americas","Total","CO2 per kWh of electricity (gCO2 per kWh)",184.06479999999999,177.47460000000001,183.46639999999999,173.30269999999999,165.715,174.1386,165.36869999999999,166.27709999999999,173.86799999999999,171.19380000000001,174.40219999999999,183.99860000000001,180.99520000000001,179.43539999999999,178.42529999999999,178.40620000000001,178.7544,178.58189999999999,184.9212,183.87129999999999,195.32509999999999,182.4787,200.8047,{"$f":"AB10*(1+VLOOKUP($B10,'WEO Projections'!$B$51:$AH$68,AC$1,FALSE))","v":198.8432282617683},{"$f":"AC10*(1+VLOOKUP($B10,'WEO Projections'!$B$51:$AH$68,AD$1,FALSE))","v":196.88175652353667},{"$f":"AD10*(1+VLOOKUP($B10,'WEO Projections'!$B$51:$AH$68,AE$1,FALSE))","v":194.92028478530497},{"$f":"AE10*(1+VLOOKUP($B10,'WEO Projections'!$B$51:$AH$68,AF$1,FALSE))","v":191.52675815907799},{"$f":"AF10*(1+VLOOKUP($B10,'WEO Projections'!$B$51:$AH$68,AG$1,FALSE))","v":188.13323153285094},{"$f":"AG10*(1+VLOOKUP($B10,'WEO Projections'!$B$51:$AH$68,AH$1,FALSE))","v":184.73970490662396},{"$f":"AH10*(1+VLOOKUP($B10,'WEO Projections'!$B$51:$AH$68,AI$1,FALSE))","v":181.34617828039691},{"$f":"AI10*(1+VLOOKUP($B10,'WEO Projections'!$B$51:$AH$68,AJ$1,FALSE))","v":177.95265165416993},{"$f":"AJ10*(1+VLOOKUP($B10,'WEO Projections'!$B$51:$AH$68,AK$1,FALSE))","v":176.84305302799004},{"$f":"AK10*(1+VLOOKUP($B10,'WEO Projections'!$B$51:$AH$68,AL$1,FALSE))","v":175.73345440181015},{"$f":"AL10*(1+VLOOKUP($B10,'WEO Projections'!$B$51:$AH$68,AM$1,FALSE))","v":174.62385577563026},{"$f":"AM10*(1+VLOOKUP($B10,'WEO Projections'!$B$51:$AH$68,AN$1,FALSE))","v":173.51425714945037},{"$f":"AN10*(1+VLOOKUP($B10,'WEO Projections'!$B$51:$AH$68,AO$1,FALSE))","v":172.40465852327048},{"$f":"AO10*(1+VLOOKUP($B10,'WEO Projections'!$B$51:$AH$68,AP$1,FALSE))","v":171.55621702599234},{"$f":"AP10*(1+VLOOKUP($B10,'WEO Projections'!$B$51:$AH$68,AQ$1,FALSE))","v":170.70777552871417},{"$f":"AQ10*(1+VLOOKUP($B10,'WEO Projections'!$B$51:$AH$68,AR$1,FALSE))","v":169.85933403143602},{"$f":"AR10*(1+VLOOKUP($B10,'WEO Projections'!$B$51:$AH$68,AS$1,FALSE))","v":169.01089253415782},{"$f":"AS10*(1+VLOOKUP($B10,'WEO Projections'!$B$51:$AH$68,AT$1,FALSE))","v":168.16245103687967},{"$f":"AT10*(1+VLOOKUP($B10,'WEO Projections'!$B$51:$AH$68,AU$1,FALSE))","v":169.16817800223373},{"$f":"AU10*(1+VLOOKUP($B10,'WEO Projections'!$B$51:$AH$68,AV$1,FALSE))","v":170.17390496758779},{"$f":"AV10*(1+VLOOKUP($B10,'WEO Projections'!$B$51:$AH$68,AW$1,FALSE))","v":171.17963193294185},{"$f":"AW10*(1+VLOOKUP($B10,'WEO Projections'!$B$51:$AH$68,AX$1,FALSE))","v":172.1853588982959},{"$f":"AX10*(1+VLOOKUP($B10,'WEO Projections'!$B$51:$AH$68,AY$1,FALSE))","v":173.19108586364996},{"$f":"AY10*(1+VLOOKUP($B10,'WEO Projections'!$B$51:$AH$68,AZ$1,FALSE))","v":173.87674249895164},{"$f":"AZ10*(1+VLOOKUP($B10,'WEO Projections'!$B$51:$AH$68,BA$1,FALSE))","v":174.56239913425333},{"$f":"BA10*(1+VLOOKUP($B10,'WEO Projections'!$B$51:$AH$68,BB$1,FALSE))","v":175.24805576955504},{"$f":"BB10*(1+VLOOKUP($B10,'WEO Projections'!$B$51:$AH$68,BC$1,FALSE))","v":175.93371240485672},{"$f":"BC10*(1+VLOOKUP($B10,'WEO Projections'!$B$51:$AH$68,BD$1,FALSE))","v":176.61936904015843},null,189.2929742629662,174.62385577563026,169.85933403143602]
["Middle East","Middle East","Middle East","Total","CO2 per kWh of electricity (gCO2 per kWh)",736.07380000000001,704.16809999999998,742.5788,798.37189999999998,822.90189999999996,807.85289999999998,789.9855,831.79079999999999,733.89099999999996,695.1277,701.89329999999995,701.32510000000002,700.22789999999998,693.07069999999999,679.2672,672.36649999999997,665.88040000000001,645.78269999999998,674.66309999999999,687.22119999999995,667.79020000000003,673.92740000000003,667.33799999999997,{"$f":"AB11*(1+VLOOKUP($B11,'WEO Projections'!$B$51:$AH$68,AC$1,FALSE))","v":646.7218154058495},{"$f":"AC11*(1+VLOOKUP($B11,'WEO Projections'!$B$51:$AH$68,AD$1,FALSE))","v":626.1056308116988},{"$f":"AD11*(1+VLOOKUP($B11,'WEO Projections'!$B$51:$AH$68,AE$1,FALSE))","v":605.48944621754822},{"$f":"AE11*(1+VLOOKUP($B11,'WEO Projections'!$B$51:$AH$68,AF$1,FALSE))","v":591.33256826648062},{"$f":"AF11*(1+VLOOKUP($B11,'WEO Projections'!$B$51:$AH$68,AG$1,FALSE))","v":577.17569031541314},{"$f":"AG11*(1+VLOOKUP($B11,'WEO Projections'!$B$51:$AH$68,AH$1,FALSE))","v":563.01881236434554},{"$f":"AH11*(1+VLOOKUP($B11,'WEO Projections'!$B$51:$AH$68,AI$1,FALSE))","v":548.86193441327805},{"$f":"AI11*(1+VLOOKUP($B11,'WEO Projections'!$B$51:$AH$68,AJ$1,FALSE))","v":534.70505646221045},{"$f":"AJ11*(1+VLOOKUP($B11,'WEO Projections'!$B$51:$AH$68,AK$1,FALSE))","v":522.40976972370072},{"$f":"AK11*(1+VLOOKUP($B11,'WEO Projections'!$B$51:$AH$68,AL$1,FALSE))","v":510.11448298519105},{"$f":"AL11*(1+VLOOKUP($B11,'WEO Projections'!$B$51:$AH$68,AM$1,FALSE))","v":497.81919624668132},{"$f":"AM11*(1+VLOOKUP($B11,'WEO Projections'!$B$51:$AH$68,AN$1,FALSE))","v":485.52390950817153},{"$f":"AN11*(1+VLOOKUP($B11,'WEO Projections'!$B$51:$AH$68,AO$1,FALSE))","v":473.2286227696618},{"$f":"AO11*(1+VLOOKUP($B11,'WEO Projections'!$B$51:$AH$68,AP$1,FALSE))","v":464.24542088773472},{"$f":"AP11*(1+VLOOKUP($B11,'WEO Projections'!$B$51:$AH$68,AQ$1,FALSE))","v":455.26221900580776},{"$f":"AQ11*(1+VLOOKUP($B11,'WEO Projections'!$B$51:$AH$68,AR$1,FALSE))","v":446.27901712388069},{"$f":"AR11*(1+VLOOKUP($B11,'WEO Projections'!$B$51:$AH$68,AS$1,FALSE))","v":437.29581524195373},{"$f":"AS11*(1+VLOOKUP($B11,'WEO Projections'!$B$51:$AH$68,AT$1,FALSE))","v":428.31261336002666},{"$f":"AT11*(1+VLOOKUP($B11,'WEO Projections'!$B$51:$AH$68,AU$1,FALSE))","v":424.06156563432739},{"$f":"AU11*(1+VLOOKUP($B11,'WEO Projections'!$B$51:$AH$68,AV$1,FALSE))","v":419.81051790862813},{"$f":"AV11*(1+VLOOKUP($B11,'WEO Projections'!$B$51:$AH$68,AW$1,FALSE))","v":415.55947018292886},{"$f":"AW11*(1+VLOOKUP($B11,'WEO Projections'!$B$51:$AH$68,AX$1,FALSE))","v":411.3084224572296},{"$f":"AX11*(1+VLOOKUP($B11,'WEO Projections'!$B$51:$AH$68,AY$1,FALSE))","v":407.05737473153033},{"$f":"AY11*(1+VLOOKUP($B11,'WEO Projections'!$B$51:$AH$68,AZ$1,FALSE))","v":404.79622743348199},{"$f":"AZ11*(1+VLOOKUP($B11,'WEO Projections'!$B$51:$AH$68,BA$1,FALSE))","v":402.53508013543365},{"$f":"BA11*(1+VLOOKUP($B11,'WEO Projections'!$B$51:$AH$68,BB$1,FALSE))","v":400.27393283738525},{"$f":"BB11*(1+VLOOKUP($B11,'WEO Projections'!$B$51:$AH$68,BC$1,FALSE))","v":398.0127855393369},{"$f":"BC11*(1+VLOOKUP($B11,'WEO Projections'!$B$51:$AH$68,BD$1,FALSE))","v":395.75163824128856},null,586.67636928210311,497.81919624668126,446.27901712388075]
["Non-OECD Europe and Eurasia","Eastern Europe & Eurasia","Non-OECD Europe and Eurasia","Total","CO2 per kWh of electricity (gCO2 per kWh)",500.05349999999999,510.88900000000001,506.47089999999997,460.28539999999998,472.3537,449.45890000000003,480.7756,458.15230000000003,459.52,448.84559999999999,440.52679999999998,435.1678,442.96789999999999,455.19740000000002,429.76029999999997,451.10070000000002,475.34870000000001,462.92809999999997,452.02,425.61989999999997,426.9151,458.53539999999998,451.13060000000002,{"$f":"AB12*(1+VLOOKUP($B12,'WEO Projections'!$B$51:$AH$68,AC$1,FALSE))","v":440.4378794848605},{"$f":"AC12*(1+VLOOKUP($B12,'WEO Projections'!$B$51:$AH$68,AD$1,FALSE))","v":429.74515896972099},{"$f":"AD12*(1+VLOOKUP($B12,'WEO Projections'!$B$51:$AH$68,AE$1,FALSE))","v":419.05243845458148},{"$f":"AE12*(1+VLOOKUP($B12,'WEO Projections'!$B$51:$AH$68,AF$1,FALSE))","v":409.81832790658319},{"$f":"AF12*(1+VLOOKUP($B12,'WEO Projections'!$B$51:$AH$68,AG$1,FALSE))","v":400.58421735858491},{"$f":"AG12*(1+VLOOKUP($B12,'WEO Projections'!$B$51:$AH$68,AH$1,FALSE))","v":391.35010681058668},{"$f":"AH12*(1+VLOOKUP($B12,'WEO Projections'!$B$51:$AH$68,AI$1,FALSE))","v":382.1159962625884},{"$f":"AI12*(1+VLOOKUP($B12,'WEO Projections'!$B$51:$AH$68,AJ$1,FALSE))","v":372.88188571459011},{"$f":"AJ12*(1+VLOOKUP($B12,'WEO Projections'!$B$51:$AH$68,AK$1,FALSE))","v":365.82885889942463},{"$f":"AK12*(1+VLOOKUP($B12,'WEO Projections'!$B$51:$AH$68,AL$1,FALSE))","v":358.77583208425915},{"$f":"AL12*(1+VLOOKUP($B12,'WEO Projections'!$B$51:$AH$68,AM$1,FALSE))","v":351.72280526909373},{"$f":"AM12*(1+VLOOKUP($B12,'WEO Projections'!$B$51:$AH$68,AN$1,FALSE))","v":344.66977845392825},{"$f":"AN12*(1+VLOOKUP($B12,'WEO Projections'!$B$51:$AH$68,AO$1,FALSE))","v":337.61675163876276},{"$f":"AO12*(1+VLOOKUP($B12,'WEO Projections'!$B$51:$AH$68,AP$1,FALSE))","v":333.06366734890923},{"$f":"AP12*(1+VLOOKUP($B12,'WEO Projections'!$B$51:$AH$68,AQ$1,FALSE))","v":328.5105830590557},{"$f":"AQ12*(1+VLOOKUP($B12,'WEO Projections'!$B$51:$AH$68,AR$1,FALSE))","v":323.95749876920223},{"$f":"AR12*(1+VLOOKUP($B12,'WEO Projections'!$B$51:$AH$68,AS$1,FALSE))","v":319.4044144793487},{"$f":"AS12*(1+VLOOKUP($B12,'WEO Projections'!$B$51:$AH$68,AT$1,FALSE))","v":314.85133018949517},{"$f":"AT12*(1+VLOOKUP($B12,'WEO Projections'!$B$51:$AH$68,AU$1,FALSE))","v":313.74385677881838},{"$f":"AU12*(1+VLOOKUP($B12,'WEO Projections'!$B$51:$AH$68,AV$1,FALSE))","v":312.63638336814165},{"$f":"AV12*(1+VLOOKUP($B12,'WEO Projections'!$B$51:$AH$68,AW$1,FALSE))","v":311.52890995746486},{"$f":"AW12*(1+VLOOKUP($B12,'WEO Projections'!$B$51:$AH$68,AX$1,FALSE))","v":310.42143654678813},{"$f":"AX12*(1+VLOOKUP($B12,'WEO Projections'!$B$51:$AH$68,AY$1,FALSE))","v":309.31396313611134},{"$f":"AY12*(1+VLOOKUP($B12,'WEO Projections'!$B$51:$AH$68,AZ$1,FALSE))","v":308.47476202813868},{"$f":"AZ12*(1+VLOOKUP($B12,'WEO Projections'!$B$51:$AH$68,BA$1,FALSE))","v":307.63556092016603},{"$f":"BA12*(1+VLOOKUP($B12,'WEO Projections'!$B$51:$AH$68,BB$1,FALSE))","v":306.79635981219343},{"$f":"BB12*(1+VLOOKUP($B12,'WEO Projections'!$B$51:$AH$68,BC$1,FALSE))","v":305.95715870422077},{"$f":"BC12*(1+VLOOKUP($B12,'WEO Projections'!$B$51:$AH$68,BD$1,FALSE))","v":305.11795759624812},null,405.74825137026204,351.72280526909373,323.95749876920223]
["Asia","Non-OECD Asia","Asia (excluding China)","Total","CO2 per kWh of electricity (gCO2 per kWh)",667.95039999999995,685.37300000000005,691.70360000000005,711.75760000000002,687.91279999999995,709.30179999999996,723.35919999999999,718.98260000000005,707.93119999999999,714.31740000000002,726.17729999999995,729.10550000000001,715.48019999999997,702.64400000000001,720.27120000000002,718.46019999999999,712.5308,741.38980000000004,746.3768,750.48530000000005,741.82740000000001,719.29970000000003,736.13379999999995,{"$f":"AB13*(1+VLOOKUP($B13,'WEO Projections'!$B$51:$AH$68,AC$1,FALSE))","v":720.9165049399528},{"$f":"AC13*(1+VLOOKUP($B13,'WEO Projections'!$B$51:$AH$68,AD$1,FALSE))","v":705.69920987990554},{"$f":"AD13*(1+VLOOKUP($B13,'WEO Projections'!$B$51:$AH$68,AE$1,FALSE))","v":690.48191481985839},{"$f":"AE13*(1+VLOOKUP($B13,'WEO Projections'!$B$51:$AH$68,AF$1,FALSE))","v":680.57499270242977},{"$f":"AF13*(1+VLOOKUP($B13,'WEO Projections'!$B$51:$AH$68,AG$1,FALSE))","v":670.66807058500126},{"$f":"AG13*(1+VLOOKUP($B13,'WEO Projections'!$B$51:$AH$68,AH$1,FALSE))","v":660.76114846757264},{"$f":"AH13*(1+VLOOKUP($B13,'WEO Projections'!$B$51:$AH$68,AI$1,FALSE))","v":650.85422635014413},{"$f":"AI13*(1+VLOOKUP($B13,'WEO Projections'!$B$51:$AH$68,AJ$1,FALSE))","v":640.94730423271551},{"$f":"AJ13*(1+VLOOKUP($B13,'WEO Projections'!$B$51:$AH$68,AK$1,FALSE))","v":635.62189241650128},{"$f":"AK13*(1+VLOOKUP($B13,'WEO Projections'!$B$51:$AH$68,AL$1,FALSE))","v":630.29648060028717},{"$f":"AL13*(1+VLOOKUP($B13,'WEO Projections'!$B$51:$AH$68,AM$1,FALSE))","v":624.97106878407294},{"$f":"AM13*(1+VLOOKUP($B13,'WEO Projections'!$B$51:$AH$68,AN$1,FALSE))","v":619.64565696785883},{"$f":"AN13*(1+VLOOKUP($B13,'WEO Projections'!$B$51:$AH$68,AO$1,FALSE))","v":614.3202451516446},{"$f":"AO13*(1+VLOOKUP($B13,'WEO Projections'!$B$51:$AH$68,AP$1,FALSE))","v":613.12334067570339},{"$f":"AP13*(1+VLOOKUP($B13,'WEO Projections'!$B$51:$AH$68,AQ$1,FALSE))","v":611.92643619976207},{"$f":"AQ13*(1+VLOOKUP($B13,'WEO Projections'!$B$51:$AH$68,AR$1,FALSE))","v":610.72953172382086},{"$f":"AR13*(1+VLOOKUP($B13,'WEO Projections'!$B$51:$AH$68,AS$1,FALSE))","v":609.53262724787953},{"$f":"AS13*(1+VLOOKUP($B13,'WEO Projections'!$B$51:$AH$68,AT$1,FALSE))","v":608.33572277193832},{"$f":"AT13*(1+VLOOKUP($B13,'WEO Projections'!$B$51:$AH$68,AU$1,FALSE))","v":607.64232010706598},{"$f":"AU13*(1+VLOOKUP($B13,'WEO Projections'!$B$51:$AH$68,AV$1,FALSE))","v":606.94891744219365},{"$f":"AV13*(1+VLOOKUP($B13,'WEO Projections'!$B$51:$AH$68,AW$1,FALSE))","v":606.2555147773212},{"$f":"AW13*(1+VLOOKUP($B13,'WEO Projections'!$B$51:$AH$68,AX$1,FALSE))","v":605.56211211244886},{"$f":"AX13*(1+VLOOKUP($B13,'WEO Projections'!$B$51:$AH$68,AY$1,FALSE))","v":604.86870944757652},{"$f":"AY13*(1+VLOOKUP($B13,'WEO Projections'!$B$51:$AH$68,AZ$1,FALSE))","v":604.87510786204439},{"$f":"AZ13*(1+VLOOKUP($B13,'WEO Projections'!$B$51:$AH$68,BA$1,FALSE))","v":604.88150627651225},{"$f":"BA13*(1+VLOOKUP($B13,'WEO Projections'!$B$51:$AH$68,BB$1,FALSE))","v":604.88790469098024},{"$f":"BB13*(1+VLOOKUP($B13,'WEO Projections'!$B$51:$AH$68,BC$1,FALSE))","v":604.8943031054481},{"$f":"BC13*(1+VLOOKUP($B13,'WEO Projections'!$B$51:$AH$68,BD$1,FALSE))","v":604.90070151991597},null,677.61292149719748,624.97106878407294,610.72953172382086]
["Former Soviet Union (if no detail)",null,"Former Soviet Union (if no detail)","Total","CO2 per kWh of electricity (gCO2 per kWh)","x","x","x","x","x","x","x","x","x","x","x","x","x","x","x","x","x","x","x","x","x","x","x"]
["Former Yugoslavia (if no detail)",null,"Former Yugoslavia (if no detail)","Total","CO2 per kWh of electricity (gCO2 per kWh)","x","x","x","x","x","x","x","x","x","x","x","x","x","x","x","x","x","x","x","x","x","x","x"]
["Other Africa","Africa","Other Africa","Total","CO2 per kWh of electricity (gCO2 per kWh)",340.37470000000002,337.42579999999998,306.88200000000001,274.6474,261.41849999999999,284.94389999999999,286.3501,282.74009999999998,282.9092,272.72120000000001,402.2099,442.31580000000002,426.95400000000001,427.19940000000003,420.41149999999999,442.62349999999998,473.84429999999998,459.8109,462.39819999999997,461.68090000000001,468.584,468.53649999999999,468.88069999999999,{"$f":"AB16*(1+VLOOKUP($B16,'WEO Projections'!$B$51:$AH$68,AC$1,FALSE))","v":465.73670603249872},{"$f":"AC16*(1+VLOOKUP($B16,'WEO Projections'!$B$51:$AH$68,AD$1,FALSE))","v":462.59271206499756},{"$f":"AD16*(1+VLOOKUP($B16,'WEO Projections'!$B$51:$AH$68,AE$1,FALSE))","v":459.44871809749634},{"$f":"AE16*(1+VLOOKUP($B16,'WEO Projections'!$B$51:$AH$68,AF$1,FALSE))","v":450.95184342948136},{"$f":"AF16*(1+VLOOKUP($B16,'WEO Projections'!$B$51:$AH$68,AG$1,FALSE))","v":442.45496876146643},{"$f":"AG16*(1+VLOOKUP($B16,'WEO Projections'!$B$51:$AH$68,AH$1,FALSE))","v":433.95809409345134},{"$f":"AH16*(1+VLOOKUP($B16,'WEO Projections'!$B$51:$AH$68,AI$1,FALSE))","v":425.46121942543635},{"$f":"AI16*(1+VLOOKUP($B16,'WEO Projections'!$B$51:$AH$68,AJ$1,FALSE))","v":416.96434475742137},{"$f":"AJ16*(1+VLOOKUP($B16,'WEO Projections'!$B$51:$AH$68,AK$1,FALSE))","v":410.71151337291553},{"$f":"AK16*(1+VLOOKUP($B16,'WEO Projections'!$B$51:$AH$68,AL$1,FALSE))","v":404.45868198840969},{"$f":"AL16*(1+VLOOKUP($B16,'WEO Projections'!$B$51:$AH$68,AM$1,FALSE))","v":398.2058506039038},{"$f":"AM16*(1+VLOOKUP($B16,'WEO Projections'!$B$51:$AH$68,AN$1,FALSE))","v":391.95301921939796},{"$f":"AN16*(1+VLOOKUP($B16,'WEO Projections'!$B$51:$AH$68,AO$1,FALSE))","v":385.70018783489212},{"$f":"AO16*(1+VLOOKUP($B16,'WEO Projections'!$B$51:$AH$68,AP$1,FALSE))","v":379.25330666557585},{"$f":"AP16*(1+VLOOKUP($B16,'WEO Projections'!$B$51:$AH$68,AQ$1,FALSE))","v":372.80642549625958},{"$f":"AQ16*(1+VLOOKUP($B16,'WEO Projections'!$B$51:$AH$68,AR$1,FALSE))","v":366.35954432694325},{"$f":"AR16*(1+VLOOKUP($B16,'WEO Projections'!$B$51:$AH$68,AS$1,FALSE))","v":359.91266315762692},{"$f":"AS16*(1+VLOOKUP($B16,'WEO Projections'!$B$51:$AH$68,AT$1,FALSE))","v":353.4657819883106},{"$f":"AT16*(1+VLOOKUP($B16,'WEO Projections'!$B$51:$AH$68,AU$1,FALSE))","v":349.43999631786352},{"$f":"AU16*(1+VLOOKUP($B16,'WEO Projections'!$B$51:$AH$68,AV$1,FALSE))","v":345.41421064741644},{"$f":"AV16*(1+VLOOKUP($B16,'WEO Projections'!$B$51:$AH$68,AW$1,FALSE))","v":341.3884249769693},{"$f":"AW16*(1+VLOOKUP($B16,'WEO Projections'!$B$51:$AH$68,AX$1,FALSE))","v":337.36263930652223},{"$f":"AX16*(1+VLOOKUP($B16,'WEO Projections'!$B$51:$AH$68,AY$1,FALSE))","v":333.33685363607515},{"$f":"AY16*(1+VLOOKUP($B16,'WEO Projections'!$B$51:$AH$68,AZ$1,FALSE))","v":329.88044196705073},{"$f":"AZ16*(1+VLOOKUP($B16,'WEO Projections'!$B$51:$AH$68,BA$1,FALSE))","v":326.42403029802637},{"$f":"BA16*(1+VLOOKUP($B16,'WEO Projections'!$B$51:$AH$68,BB$1,FALSE))","v":322.96761862900189},{"$f":"BB16*(1+VLOOKUP($B16,'WEO Projections'!$B$51:$AH$68,BC$1,FALSE))","v":319.51120695997747},{"$f":"BC16*(1+VLOOKUP($B16,'WEO Projections'!$B$51:$AH$68,BD$1,FALSE))","v":316.05479529095305},null,{"$f":"AVERAGEIF($F$3:$AJ$3,\">\"&$BF$4,F16:AJ16)","v":444.69607583278116},398.2058506039038,366.35954432694325]
["Other non-OECD Americas",null,"Other non-OECD Americas","Total","CO2 per kWh of electricity (gCO2 per kWh)","..","..","..","..","..","..","..","..","..","..","..","..","..","..","..","..","..","..","..","..","..","..",".."]
["Other Asia","Other Asia","Other Asia","Total","CO2 per kWh of electricity (gCO2 per kWh)",348.32670000000002,335.54539999999997,337.23750000000001,337.15690000000001,212.92660000000001,263.7448,268.2002,289.70890000000003,293.8854,259.3612,277.73660000000001,323.70679999999999,343.34309999999999,365.11439999999999,406.08420000000001,410.67910000000001,356.92039999999997,326.87619999999998,310.67419999999998,315.57990000000001,314.77850000000001,315.03590000000003,315.23239999999998]
["OECD","OECD","Memo: OECD Total","Total","CO2 per kWh of electricity (gCO2 per kWh)",498.26339999999999,493.55020000000002,499.54329999999999,486.66410000000002,487.28919999999999,482.80130000000003,483.79329999999999,493.78989999999999,489.23079999999999,480.05739999999997,477.63170000000002,488.69839999999999,472.709,477.04329999999999,469.52910000000003,467.1902,457.65069999999997,465.77140000000003,449.49020000000002,432.9434,432.73050000000001,433.03829999999999,427.80520000000001,{"$f":"AB19*(1+VLOOKUP($B19,'WEO Projections'!$B$51:$AH$68,AC$1,FALSE))","v":419.10694129362719},{"$f":"AC19*(1+VLOOKUP($B19,'WEO Projections'!$B$51:$AH$68,AD$1,FALSE))","v":410.40868258725436},{"$f":"AD19*(1+VLOOKUP($B19,'WEO Projections'!$B$51:$AH$68,AE$1,FALSE))","v":401.71042388088154},{"$f":"AE19*(1+VLOOKUP($B19,'WEO Projections'!$B$51:$AH$68,AF$1,FALSE))","v":395.09707004473648},{"$f":"AF19*(1+VLOOKUP($B19,'WEO Projections'!$B$51:$AH$68,AG$1,FALSE))","v":388.48371620859143},{"$f":"AG19*(1+VLOOKUP($B19,'WEO Projections'!$B$51:$AH$68,AH$1,FALSE))","v":381.87036237244632},{"$f":"AH19*(1+VLOOKUP($B19,'WEO Projections'!$B$51:$AH$68,AI$1,FALSE))","v":375.25700853630121},{"$f":"AI19*(1+VLOOKUP($B19,'WEO Projections'!$B$51:$AH$68,AJ$1,FALSE))","v":368.64365470015611},{"$f":"AJ19*(1+VLOOKUP($B19,'WEO Projections'!$B$51:$AH$68,AK$1,FALSE))","v":365.96910393328426},{"$f":"AK19*(1+VLOOKUP($B19,'WEO Projections'!$B$51:$AH$68,AL$1,FALSE))","v":363.29455316641241},{"$f":"AL19*(1+VLOOKUP($B19,'WEO Projections'!$B$51:$AH$68,AM$1,FALSE))","v":360.62000239954051},{"$f":"AM19*(1+VLOOKUP($B19,'WEO Projections'!$B$51:$AH$68,AN$1,FALSE))","v":357.94545163266866},{"$f":"AN19*(1+VLOOKUP($B19,'WEO Projections'!$B$51:$AH$68,AO$1,FALSE))","v":355.27090086579682},{"$f":"AO19*(1+VLOOKUP($B19,'WEO Projections'!$B$51:$AH$68,AP$1,FALSE))","v":352.52282358019534},{"$f":"AP19*(1+VLOOKUP($B19,'WEO Projections'!$B$51:$AH$68,AQ$1,FALSE))","v":349.77474629459391},{"$f":"AQ19*(1+VLOOKUP($B19,'WEO Projections'!$B$51:$AH$68,AR$1,FALSE))","v":347.02666900899237},{"$f":"AR19*(1+VLOOKUP($B19,'WEO Projections'!$B$51:$AH$68,AS$1,FALSE))","v":344.27859172339095},{"$f":"AS19*(1+VLOOKUP($B19,'WEO Projections'!$B$51:$AH$68,AT$1,FALSE))","v":341.53051443778946},{"$f":"AT19*(1+VLOOKUP($B19,'WEO Projections'!$B$51:$AH$68,AU$1,FALSE))","v":338.75783619862329},{"$f":"AU19*(1+VLOOKUP($B19,'WEO Projections'!$B$51:$AH$68,AV$1,FALSE))","v":335.98515795945718},{"$f":"AV19*(1+VLOOKUP($B19,'WEO Projections'!$B$51:$AH$68,AW$1,FALSE))","v":333.21247972029101},{"$f":"AW19*(1+VLOOKUP($B19,'WEO Projections'!$B$51:$AH$68,AX$1,FALSE))","v":330.43980148112485},{"$f":"AX19*(1+VLOOKUP($B19,'WEO Projections'!$B$51:$AH$68,AY$1,FALSE))","v":327.66712324195868},{"$f":"AY19*(1+VLOOKUP($B19,'WEO Projections'!$B$51:$AH$68,AZ$1,FALSE))","v":326.04232786400541},{"$f":"AZ19*(1+VLOOKUP($B19,'WEO Projections'!$B$51:$AH$68,BA$1,FALSE))","v":324.41753248605215},{"$f":"BA19*(1+VLOOKUP($B19,'WEO Projections'!$B$51:$AH$68,BB$1,FALSE))","v":322.79273710809895},{"$f":"BB19*(1+VLOOKUP($B19,'WEO Projections'!$B$51:$AH$68,BC$1,FALSE))","v":321.16794173014569},{"$f":"BC19*(1+VLOOKUP($B19,'WEO Projections'!$B$51:$AH$68,BD$1,FALSE))","v":319.54314635219248},null,{"$f":"AVERAGEIF($F$3:$AJ$3,\">\"&$BF$4,F19:AJ19)","v":392.57223245299934},360.62000239954057,347.02666900899237]
["non-OECD","non-OECD","Memo: non-OECD Total","Total","CO2 per kWh of electricity (gCO2 per kWh)",574.12779999999998,584.78570000000002,595.25620000000004,594.24559999999997,597.57830000000001,605.83730000000003,633.99289999999996,616.49680000000001,618.27980000000002,609.80319999999995,611.12519999999995,610.31899999999996,619.29139999999995,634.28679999999997,635.09140000000002,641.26009999999997,649.37450000000001,643.678,640.76549999999997,640.52139999999997,629.27290000000005,635.2491,628.0376,{"$f":"AB20*(1+VLOOKUP($B20,'WEO Projections'!$B$51:$AH$68,AC$1,FALSE))","v":611.88125597299336},{"$f":"AC20*(1+VLOOKUP($B20,'WEO Projections'!$B$51:$AH$68,AD$1,FALSE))","v":595.72491194598661},{"$f":"AD20*(1+VLOOKUP($B20,'WEO Projections'!$B$51:$AH$68,AE$1,FALSE))","v":579.56856791897997},{"$f":"AE20*(1+VLOOKUP($B20,'WEO Projections'!$B$51:$AH$68,AF$1,FALSE))","v":571.09151367720096},{"$f":"AF20*(1+VLOOKUP($B20,'WEO Projections'!$B$51:$AH$68,AG$1,FALSE))","v":562.61445943542196},{"$f":"AG20*(1+VLOOKUP($B20,'WEO Projections'!$B$51:$AH$68,AH$1,FALSE))","v":554.13740519364296},{"$f":"AH20*(1+VLOOKUP($B20,'WEO Projections'!$B$51:$AH$68,AI$1,FALSE))","v":545.66035095186396},{"$f":"AI20*(1+VLOOKUP($B20,'WEO Projections'!$B$51:$AH$68,AJ$1,FALSE))","v":537.18329671008496},{"$f":"AJ20*(1+VLOOKUP($B20,'WEO Projections'!$B$51:$AH$68,AK$1,FALSE))","v":532.16193959629413},{"$f":"AK20*(1+VLOOKUP($B20,'WEO Projections'!$B$51:$AH$68,AL$1,FALSE))","v":527.14058248250319},{"$f":"AL20*(1+VLOOKUP($B20,'WEO Projections'!$B$51:$AH$68,AM$1,FALSE))","v":522.11922536871236},{"$f":"AM20*(1+VLOOKUP($B20,'WEO Projections'!$B$51:$AH$68,AN$1,FALSE))","v":517.09786825492142},{"$f":"AN20*(1+VLOOKUP($B20,'WEO Projections'!$B$51:$AH$68,AO$1,FALSE))","v":512.0765111411306},{"$f":"AO20*(1+VLOOKUP($B20,'WEO Projections'!$B$51:$AH$68,AP$1,FALSE))","v":510.08836553337358},{"$f":"AP20*(1+VLOOKUP($B20,'WEO Projections'!$B$51:$AH$68,AQ$1,FALSE))","v":508.10021992561644},{"$f":"AQ20*(1+VLOOKUP($B20,'WEO Projections'!$B$51:$AH$68,AR$1,FALSE))","v":506.11207431785942},{"$f":"AR20*(1+VLOOKUP($B20,'WEO Projections'!$B$51:$AH$68,AS$1,FALSE))","v":504.1239287101024},{"$f":"AS20*(1+VLOOKUP($B20,'WEO Projections'!$B$51:$AH$68,AT$1,FALSE))","v":502.13578310234533},{"$f":"AT20*(1+VLOOKUP($B20,'WEO Projections'!$B$51:$AH$68,AU$1,FALSE))","v":501.25200623626938},{"$f":"AU20*(1+VLOOKUP($B20,'WEO Projections'!$B$51:$AH$68,AV$1,FALSE))","v":500.36822937019355},{"$f":"AV20*(1+VLOOKUP($B20,'WEO Projections'!$B$51:$AH$68,AW$1,FALSE))","v":499.48445250411766},{"$f":"AW20*(1+VLOOKUP($B20,'WEO Projections'!$B$51:$AH$68,AX$1,FALSE))","v":498.60067563804176},{"$f":"AX20*(1+VLOOKUP($B20,'WEO Projections'!$B$51:$AH$68,AY$1,FALSE))","v":497.71689877196587},{"$f":"AY20*(1+VLOOKUP($B20,'WEO Projections'!$B$51:$AH$68,AZ$1,FALSE))","v":497.41366391052475},{"$f":"AZ20*(1+VLOOKUP($B20,'WEO Projections'!$B$51:$AH$68,BA$1,FALSE))","v":497.11042904908362},{"$f":"BA20*(1+VLOOKUP($B20,'WEO Projections'!$B$51:$AH$68,BB$1,FALSE))","v":496.80719418764255},{"$f":"BB20*(1+VLOOKUP($B20,'WEO Projections'!$B$51:$AH$68,BC$1,FALSE))","v":496.50395932620143},{"$f":"BC20*(1+VLOOKUP($B20,'WEO Projections'!$B$51:$AH$68,BD$1,FALSE))","v":496.2007244647603},null,{"$f":"AVERAGEIF($F$3:$AJ$3,\">\"&$BF$4,F20:AJ20)","v":569.7327202257718},522.11922536871236,506.11207431785942]
["Memo: IEA Total",null,"Memo: IEA Total","Total","CO2 per kWh of electricity (gCO2 per kWh)",497.09870000000001,492.48469999999998,499.19639999999998,485.8485,485.4144,481.75540000000001,482.56189999999998,492.17910000000001,487.13159999999999,478.02210000000002,475.73509999999999,487.34629999999999,470.63440000000003,474.84199999999998,468.66,465.92939999999999,456.89850000000001,465.01049999999998,449.70260000000002,432.1909,431.66840000000002,431.67250000000001,425.50319999999999]
["European Union - 28","European Union","Memo: European Union - 28","Total","CO2 per kWh of electricity (gCO2 per kWh)",493.00349999999997,485.0206,476.1225,452.9529,447.98829999999998,442.63810000000001,433.69310000000002,417.42259999999999,412.00709999999998,401.8295,400.80239999999998,397.00080000000003,401.58080000000001,403.58620000000002,390.56479999999999,388.46859999999998,390.13780000000003,396.5111,372.88619999999997,355.08760000000001,345.65789999999998,350.33170000000001,350.24459999999999,{"$f":"AB22*(1+VLOOKUP($B22,'WEO Projections'!$B$51:$AH$68,AC$1,FALSE))","v":338.97871179792651},{"$f":"AC22*(1+VLOOKUP($B22,'WEO Projections'!$B$51:$AH$68,AD$1,FALSE))","v":327.71282359585308},{"$f":"AD22*(1+VLOOKUP($B22,'WEO Projections'!$B$51:$AH$68,AE$1,FALSE))","v":316.4469353937796},{"$f":"AE22*(1+VLOOKUP($B22,'WEO Projections'!$B$51:$AH$68,AF$1,FALSE))","v":309.17227459544182},{"$f":"AF22*(1+VLOOKUP($B22,'WEO Projections'!$B$51:$AH$68,AG$1,FALSE))","v":301.89761379710404},{"$f":"AG22*(1+VLOOKUP($B22,'WEO Projections'!$B$51:$AH$68,AH$1,FALSE))","v":294.62295299876632},{"$f":"AH22*(1+VLOOKUP($B22,'WEO Projections'!$B$51:$AH$68,AI$1,FALSE))","v":287.34829220042855},{"$f":"AI22*(1+VLOOKUP($B22,'WEO Projections'!$B$51:$AH$68,AJ$1,FALSE))","v":280.07363140209077},{"$f":"AJ22*(1+VLOOKUP($B22,'WEO Projections'!$B$51:$AH$68,AK$1,FALSE))","v":277.16748713920441},{"$f":"AK22*(1+VLOOKUP($B22,'WEO Projections'!$B$51:$AH$68,AL$1,FALSE))","v":274.261342876318},{"$f":"AL22*(1+VLOOKUP($B22,'WEO Projections'!$B$51:$AH$68,AM$1,FALSE))","v":271.35519861343164},{"$f":"AM22*(1+VLOOKUP($B22,'WEO Projections'!$B$51:$AH$68,AN$1,FALSE))","v":268.44905435054517},{"$f":"AN22*(1+VLOOKUP($B22,'WEO Projections'!$B$51:$AH$68,AO$1,FALSE))","v":265.54291008765881},{"$f":"AO22*(1+VLOOKUP($B22,'WEO Projections'!$B$51:$AH$68,AP$1,FALSE))","v":261.45462118347012},{"$f":"AP22*(1+VLOOKUP($B22,'WEO Projections'!$B$51:$AH$68,AQ$1,FALSE))","v":257.36633227928149},{"$f":"AQ22*(1+VLOOKUP($B22,'WEO Projections'!$B$51:$AH$68,AR$1,FALSE))","v":253.27804337509281},{"$f":"AR22*(1+VLOOKUP($B22,'WEO Projections'!$B$51:$AH$68,AS$1,FALSE))","v":249.18975447090412},{"$f":"AS22*(1+VLOOKUP($B22,'WEO Projections'!$B$51:$AH$68,AT$1,FALSE))","v":245.10146556671543},{"$f":"AT22*(1+VLOOKUP($B22,'WEO Projections'!$B$51:$AH$68,AU$1,FALSE))","v":240.61928050993703},{"$f":"AU22*(1+VLOOKUP($B22,'WEO Projections'!$B$51:$AH$68,AV$1,FALSE))","v":236.13709545315862},{"$f":"AV22*(1+VLOOKUP($B22,'WEO Projections'!$B$51:$AH$68,AW$1,FALSE))","v":231.65491039638019},{"$f":"AW22*(1+VLOOKUP($B22,'WEO Projections'!$B$51:$AH$68,AX$1,FALSE))","v":227.17272533960178},{"$f":"AX22*(1+VLOOKUP($B22,'WEO Projections'!$B$51:$AH$68,AY$1,FALSE))","v":222.69054028282338},{"$f":"AY22*(1+VLOOKUP($B22,'WEO Projections'!$B$51:$AH$68,AZ$1,FALSE))","v":221.21303714590641},{"$f":"AZ22*(1+VLOOKUP($B22,'WEO Projections'!$B$51:$AH$68,BA$1,FALSE))","v":219.73553400898945},{"$f":"BA22*(1+VLOOKUP($B22,'WEO Projections'!$B$51:$AH$68,BB$1,FALSE))","v":218.25803087207248},{"$f":"BB22*(1+VLOOKUP($B22,'WEO Projections'!$B$51:$AH$68,BC$1,FALSE))","v":216.78052773515552},{"$f":"BC22*(1+VLOOKUP($B22,'WEO Projections'!$B$51:$AH$68,BD$1,FALSE))","v":215.30302459823852},null,{"$f":"AVERAGEIF($F$3:$AJ$3,\">\"&$BF$4,F22:AJ22)","v":307.03165447267384},271.35519861343158,253.27804337509278]
["Memo: Former Yugoslavia",null,"Memo: Former Yugoslavia","Total","CO2 per kWh of electricity (gCO2 per kWh)",738.54570000000001,656.48869999999999,728.57569999999998,784.74300000000005,622.98469999999998,718.16629999999998,660.26229999999998,722.64670000000001,748.01210000000003,632.95349999999996,714.65589999999997,704.06299999999999,735.61850000000004,761.82929999999999,704.16669999999999,647.90049999999997,682.08460000000002,689.58600000000001,655.92020000000002,639.66330000000005,601.47649999999999,710.86800000000005,685.97029999999995]
["Memo: Former Soviet Union",null,"Memo: Former Soviet Union","Total","CO2 per kWh of electricity (gCO2 per kWh)",473.64949999999999,491.78609999999998,482.1739,429.18939999999998,450.2561,421.72550000000001,458.44200000000001,434.72329999999999,438.8603,435.16489999999999,419.74520000000001,411.1567,420.97680000000003,429.46769999999998,408.19470000000001,437.9051,462.05290000000002,445.26100000000002,436.09440000000001,408.51729999999998,416.84179999999998,439.61989999999997,436.2054]
["Memo: Annex I Parties",null,"Memo: Annex I Parties","Total","CO2 per kWh of electricity (gCO2 per kWh)",493.32010000000002,491.40940000000001,495.28989999999999,476.06209999999999,477.0881,472.26830000000001,478.77170000000001,483.27359999999999,479.97640000000001,471.49239999999998,466.11790000000002,476.02859999999998,462.90199999999999,468.40249999999997,459.2534,460.91309999999999,453.88189999999997,460.73399999999998,445.72320000000002,424.74020000000002,424.66250000000002,427.64659999999998,420.84980000000002]
["Memo: Annex II Parties",null,"Memo: Annex II Parties","Total","CO2 per kWh of electricity (gCO2 per kWh)",483.53949999999998,478.77949999999998,485.9753,472.9119,472.26119999999997,469.33499999999998,470.43340000000001,480.06959999999998,476.89280000000002,467.83019999999999,465.3442,477.08109999999999,462.58859999999999,467.15140000000002,460.53590000000003,458.6952,448.29320000000001,456.25119999999998,439.09609999999998,418.46839999999997,418.04509999999999,416.40780000000001,410.8485]
["Memo: Annex II North America",null,"Memo: Annex II North America","Total","CO2 per kWh of electricity (gCO2 per kWh)",531.47029999999995,525.15980000000002,543.33810000000005,537.23140000000001,533.48130000000003,533.55679999999995,537.49,568.41930000000002,563.49090000000001,548.7269,544.15459999999996,571.55780000000004,528.26729999999998,534.25869999999998,530.73140000000001,526.48270000000002,507.97449999999998,514.90740000000005,499.89870000000002,472.80360000000002,480.45600000000002,460.00400000000002,438.03609999999998]
["Memo: Annex II Europe",null,"Memo: Annex II Europe","Total","CO2 per kWh of electricity (gCO2 per kWh)",408.04590000000002,407.96499999999997,396.65109999999999,371.92500000000001,370.17169999999999,367.44470000000001,364.0444,348.39789999999999,346.67840000000001,336.6465,334.76220000000001,334.02539999999999,342.17959999999999,343.96350000000001,334.58760000000001,331.93529999999998,334.44549999999998,335.45280000000002,312.4042,296.94650000000001,289.11649999999997,288.54680000000002,291.04939999999999]
["Memo: Annex II Asia Oceania",null,"Memo: Annex II Asia Oceania","Total","CO2 per kWh of electricity (gCO2 per kWh)",482.32859999999999,474.58210000000003,482.00900000000001,463.79640000000001,475.50290000000001,460.90050000000002,461.55829999999997,452.07249999999999,450.8424,463.88139999999999,465.12909999999999,468.4119,493.98790000000002,504.21319999999997,492.428,496.48989999999998,488.7903,514.18359999999996,505.46559999999999,492.41019999999997,479.3492,540.73879999999997,585.00120000000004]
["Memo: Economies in Transition",null,"Memo: Economies in Transition","Total","CO2 per kWh of electricity (gCO2 per kWh)",527.42309999999998,538.74580000000003,532.21900000000005,488.3032,496.70089999999999,484.3682,520.27430000000004,497.41699999999997,492.84480000000002,485.66030000000001,464.42759999999998,462.74939999999998,462.04910000000001,475.97710000000001,453.82029999999997,474.03550000000001,483.48050000000001,480.48149999999998,472.18990000000002,448.77269999999999,454.52690000000001,479.56490000000002,466.86869999999999]
["Memo: non-Annex I Parties",null,"Memo: non-Annex I Parties","Total","CO2 per kWh of electricity (gCO2 per kWh)",624.93290000000002,629.33000000000004,641.7663,656.63959999999997,651.97019999999998,660.10950000000003,677.09119999999996,664.52499999999998,662.92700000000002,649.81529999999998,654.32860000000005,651.47320000000002,655.0598,666.80330000000004,667.82870000000003,666.33619999999996,670.88139999999999,663.77080000000001,659.11929999999995,662.23019999999997,648.9624,650.14729999999997,643.51009999999997]
["Memo: Annex I Kyoto Parties",null,"Memo: Annex I Kyoto Parties","Total","CO2 per kWh of electricity (gCO2 per kWh)",464.51440000000002,466.0025,458.33920000000001,427.60129999999998,430.61799999999999,421.9599,430.07639999999998,413.21159999999998,410.0831,406.07979999999998,399.48270000000002,399.16109999999998,409.09109999999998,415.67959999999999,402.26060000000001,407.55130000000003,410.08260000000001,415.89190000000002,399.36959999999999,382.82729999999998,378.02839999999998,398.92079999999999,405.05489999999998]
[]
["China","China","China (including Hong Kong, China)","Total","CO2 per kWh of electricity (gCO2 per kWh)",893.63160000000005,902.84799999999996,897.54660000000001,908.63710000000003,879.21040000000005,903.30520000000001,970.43619999999999,898.28650000000005,919.98829999999998,896.31169999999997,885.28800000000001,859.32100000000003,876.42129999999997,899.57159999999999,879.41989999999998,866.9248,861.69169999999997,822.21529999999996,796.94069999999999,790.1902,759.93529999999998,766.22339999999997,734.28530000000001,{"$f":"AB34*(1+VLOOKUP($B34,'WEO Projections'!$B$51:$AH$68,AC$1,FALSE))","v":702.58914063754958},{"$f":"AC34*(1+VLOOKUP($B34,'WEO Projections'!$B$51:$AH$68,AD$1,FALSE))","v":670.89298127509903},{"$f":"AD34*(1+VLOOKUP($B34,'WEO Projections'!$B$51:$AH$68,AE$1,FALSE))","v":639.1968219126486},{"$f":"AE34*(1+VLOOKUP($B34,'WEO Projections'!$B$51:$AH$68,AF$1,FALSE))","v":628.9767758530229},{"$f":"AF34*(1+VLOOKUP($B34,'WEO Projections'!$B$51:$AH$68,AG$1,FALSE))","v":618.7567297933972},{"$f":"AG34*(1+VLOOKUP($B34,'WEO Projections'!$B$51:$AH$68,AH$1,FALSE))","v":608.53668373377161},{"$f":"AH34*(1+VLOOKUP($B34,'WEO Projections'!$B$51:$AH$68,AI$1,FALSE))","v":598.3166376741458},{"$f":"AI34*(1+VLOOKUP($B34,'WEO Projections'!$B$51:$AH$68,AJ$1,FALSE))","v":588.09659161451998},{"$f":"AJ34*(1+VLOOKUP($B34,'WEO Projections'!$B$51:$AH$68,AK$1,FALSE))","v":582.66918525240749},{"$f":"AK34*(1+VLOOKUP($B34,'WEO Projections'!$B$51:$AH$68,AL$1,FALSE))","v":577.241778890295},{"$f":"AL34*(1+VLOOKUP($B34,'WEO Projections'!$B$51:$AH$68,AM$1,FALSE))","v":571.81437252818262},{"$f":"AM34*(1+VLOOKUP($B34,'WEO Projections'!$B$51:$AH$68,AN$1,FALSE))","v":566.38696616607024},{"$f":"AN34*(1+VLOOKUP($B34,'WEO Projections'!$B$51:$AH$68,AO$1,FALSE))","v":560.95955980395775},{"$f":"AO34*(1+VLOOKUP($B34,'WEO Projections'!$B$51:$AH$68,AP$1,FALSE))","v":559.74007558407038},{"$f":"AP34*(1+VLOOKUP($B34,'WEO Projections'!$B$51:$AH$68,AQ$1,FALSE))","v":558.52059136418302},{"$f":"AQ34*(1+VLOOKUP($B34,'WEO Projections'!$B$51:$AH$68,AR$1,FALSE))","v":557.30110714429577},{"$f":"AR34*(1+VLOOKUP($B34,'WEO Projections'!$B$51:$AH$68,AS$1,FALSE))","v":556.08162292440841},{"$f":"AS34*(1+VLOOKUP($B34,'WEO Projections'!$B$51:$AH$68,AT$1,FALSE))","v":554.86213870452104},{"$f":"AT34*(1+VLOOKUP($B34,'WEO Projections'!$B$51:$AH$68,AU$1,FALSE))","v":554.05201712436462},{"$f":"AU34*(1+VLOOKUP($B34,'WEO Projections'!$B$51:$AH$68,AV$1,FALSE))","v":553.24189554420821},{"$f":"AV34*(1+VLOOKUP($B34,'WEO Projections'!$B$51:$AH$68,AW$1,FALSE))","v":552.43177396405179},{"$f":"AW34*(1+VLOOKUP($B34,'WEO Projections'!$B$51:$AH$68,AX$1,FALSE))","v":551.62165238389548},{"$f":"AX34*(1+VLOOKUP($B34,'WEO Projections'!$B$51:$AH$68,AY$1,FALSE))","v":550.81153080373906},{"$f":"AY34*(1+VLOOKUP($B34,'WEO Projections'!$B$51:$AH$68,AZ$1,FALSE))","v":550.27135431164436},{"$f":"AZ34*(1+VLOOKUP($B34,'WEO Projections'!$B$51:$AH$68,BA$1,FALSE))","v":549.73117781954954},{"$f":"BA34*(1+VLOOKUP($B34,'WEO Projections'!$B$51:$AH$68,BB$1,FALSE))","v":549.19100132745484},{"$f":"BB34*(1+VLOOKUP($B34,'WEO Projections'!$B$51:$AH$68,BC$1,FALSE))","v":548.65082483536003},{"$f":"BC34*(1+VLOOKUP($B34,'WEO Projections'!$B$51:$AH$68,BD$1,FALSE))","v":548.11064834326532},null,{"$f":"AVERAGEIF($F$3:$AJ$3,\">\"&$BF$4,F34:AJ34)","v":631.92029531176922},571.81437252818262,557.30110714429566]
["Albania",{"$f":"VLOOKUP(A35,'Country Parameters'!$B$4:$T$198,19,FALSE)","v":"Eastern Europe & Eurasia"},"Albania","Total","CO2 per kWh of electricity (gCO2 per kWh)",161.904,87.371499999999997,54.758099999999999,90.627499999999998,98.880099999999999,38.174900000000001,23.782,20.6846,17.530999999999999,30.448699999999999,42.848399999999998,53.491,47.961399999999998,34.206299999999999,29.511600000000001,25.892299999999999,25.512699999999999,31.0654,0,1.1155999999999999,1.9156,6.9824000000000002,{"$f":"AA35","v":6.9824000000000002},{"$f":"AB35*(1+VLOOKUP($B35,'WEO Projections'!$B$51:$AH$68,AC$1,FALSE))","v":6.816902798690867},{"$f":"AC35*(1+VLOOKUP($B35,'WEO Projections'!$B$51:$AH$68,AD$1,FALSE))","v":6.6514055973817339},{"$f":"AD35*(1+VLOOKUP($B35,'WEO Projections'!$B$51:$AH$68,AE$1,FALSE))","v":6.4859083960726007},{"$f":"AE35*(1+VLOOKUP($B35,'WEO Projections'!$B$51:$AH$68,AF$1,FALSE))","v":6.3429869150417346},{"$f":"AF35*(1+VLOOKUP($B35,'WEO Projections'!$B$51:$AH$68,AG$1,FALSE))","v":6.2000654340108685},{"$f":"AG35*(1+VLOOKUP($B35,'WEO Projections'!$B$51:$AH$68,AH$1,FALSE))","v":6.0571439529800033},{"$f":"AH35*(1+VLOOKUP($B35,'WEO Projections'!$B$51:$AH$68,AI$1,FALSE))","v":5.9142224719491372},{"$f":"AI35*(1+VLOOKUP($B35,'WEO Projections'!$B$51:$AH$68,AJ$1,FALSE))","v":5.7713009909182711},{"$f":"AJ35*(1+VLOOKUP($B35,'WEO Projections'!$B$51:$AH$68,AK$1,FALSE))","v":5.6621373597342828},{"$f":"AK35*(1+VLOOKUP($B35,'WEO Projections'!$B$51:$AH$68,AL$1,FALSE))","v":5.5529737285502945},{"$f":"AL35*(1+VLOOKUP($B35,'WEO Projections'!$B$51:$AH$68,AM$1,FALSE))","v":5.4438100973663071},{"$f":"AM35*(1+VLOOKUP($B35,'WEO Projections'!$B$51:$AH$68,AN$1,FALSE))","v":5.3346464661823187},{"$f":"AN35*(1+VLOOKUP($B35,'WEO Projections'!$B$51:$AH$68,AO$1,FALSE))","v":5.2254828349983304},{"$f":"AO35*(1+VLOOKUP($B35,'WEO Projections'!$B$51:$AH$68,AP$1,FALSE))","v":5.1550122090964887},{"$f":"AP35*(1+VLOOKUP($B35,'WEO Projections'!$B$51:$AH$68,AQ$1,FALSE))","v":5.084541583194647},{"$f":"AQ35*(1+VLOOKUP($B35,'WEO Projections'!$B$51:$AH$68,AR$1,FALSE))","v":5.0140709572928062},{"$f":"AR35*(1+VLOOKUP($B35,'WEO Projections'!$B$51:$AH$68,AS$1,FALSE))","v":4.9436003313909644},{"$f":"AS35*(1+VLOOKUP($B35,'WEO Projections'!$B$51:$AH$68,AT$1,FALSE))","v":4.8731297054891227},{"$f":"AT35*(1+VLOOKUP($B35,'WEO Projections'!$B$51:$AH$68,AU$1,FALSE))","v":4.8559887216083801},{"$f":"AU35*(1+VLOOKUP($B35,'WEO Projections'!$B$51:$AH$68,AV$1,FALSE))","v":4.8388477377276384},{"$f":"AV35*(1+VLOOKUP($B35,'WEO Projections'!$B$51:$AH$68,AW$1,FALSE))","v":4.8217067538468967},{"$f":"AW35*(1+VLOOKUP($B35,'WEO Projections'!$B$51:$AH$68,AX$1,FALSE))","v":4.8045657699661559},{"$f":"AX35*(1+VLOOKUP($B35,'WEO Projections'!$B$51:$AH$68,AY$1,FALSE))","v":4.7874247860854142},{"$f":"AY35*(1+VLOOKUP($B35,'WEO Projections'!$B$51:$AH$68,AZ$1,FALSE))","v":4.7744360023134682},{"$f":"AZ35*(1+VLOOKUP($B35,'WEO Projections'!$B$51:$AH$68,BA$1,FALSE))","v":4.7614472185415222},{"$f":"BA35*(1+VLOOKUP($B35,'WEO Projections'!$B$51:$AH$68,BB$1,FALSE))","v":4.7484584347695771},{"$f":"BB35*(1+VLOOKUP($B35,'WEO Projections'!$B$51:$AH$68,BC$1,FALSE))","v":4.7354696509976311},{"$f":"BC35*(1+VLOOKUP($B35,'WEO Projections'!$B$51:$AH$68,BD$1,FALSE))","v":4.7224808672256851},null,6.2799920696306524,5.4438100973663071,5.0140709572928062]
["Algeria",{"$f":"VLOOKUP(A36,'Country Parameters'!$B$4:$T$198,19,FALSE)","v":"Africa"},"Algeria","Total","CO2 per kWh of electricity (gCO2 per kWh)",631.3954,607.42769999999996,599.8664,590.59630000000004,617.56169999999997,632.99339999999995,607.31089999999995,617.5883,639.33069999999998,627.01390000000004,619.88260000000002,620.99249999999995,631.5136,631.87019999999995,631.60569999999996,605.83989999999994,621.43359999999996,597.20609999999999,596.45719999999994,637.50279999999998,545.77,555.90279999999996,549.20079999999996,{"$f":"AB36*(1+VLOOKUP($B36,'WEO Projections'!$B$51:$AH$68,AC$1,FALSE))","v":545.51823425961675},{"$f":"AC36*(1+VLOOKUP($B36,'WEO Projections'!$B$51:$AH$68,AD$1,FALSE))","v":541.83566851923365},{"$f":"AD36*(1+VLOOKUP($B36,'WEO Projections'!$B$51:$AH$68,AE$1,FALSE))","v":538.15310277885055},{"$f":"AE36*(1+VLOOKUP($B36,'WEO Projections'!$B$51:$AH$68,AF$1,FALSE))","v":528.2006983289051},{"$f":"AF36*(1+VLOOKUP($B36,'WEO Projections'!$B$51:$AH$68,AG$1,FALSE))","v":518.24829387895966},{"$f":"AG36*(1+VLOOKUP($B36,'WEO Projections'!$B$51:$AH$68,AH$1,FALSE))","v":508.29588942901404},{"$f":"AH36*(1+VLOOKUP($B36,'WEO Projections'!$B$51:$AH$68,AI$1,FALSE))","v":498.34348497906853},{"$f":"AI36*(1+VLOOKUP($B36,'WEO Projections'!$B$51:$AH$68,AJ$1,FALSE))","v":488.39108052912303},{"$f":"AJ36*(1+VLOOKUP($B36,'WEO Projections'!$B$51:$AH$68,AK$1,FALSE))","v":481.06712797864327},{"$f":"AK36*(1+VLOOKUP($B36,'WEO Projections'!$B$51:$AH$68,AL$1,FALSE))","v":473.74317542816357},{"$f":"AL36*(1+VLOOKUP($B36,'WEO Projections'!$B$51:$AH$68,AM$1,FALSE))","v":466.41922287768381},{"$f":"AM36*(1+VLOOKUP($B36,'WEO Projections'!$B$51:$AH$68,AN$1,FALSE))","v":459.0952703272041},{"$f":"AN36*(1+VLOOKUP($B36,'WEO Projections'!$B$51:$AH$68,AO$1,FALSE))","v":451.7713177767244},{"$f":"AO36*(1+VLOOKUP($B36,'WEO Projections'!$B$51:$AH$68,AP$1,FALSE))","v":444.22007436727409},{"$f":"AP36*(1+VLOOKUP($B36,'WEO Projections'!$B$51:$AH$68,AQ$1,FALSE))","v":436.66883095782379},{"$f":"AQ36*(1+VLOOKUP($B36,'WEO Projections'!$B$51:$AH$68,AR$1,FALSE))","v":429.11758754837348},{"$f":"AR36*(1+VLOOKUP($B36,'WEO Projections'!$B$51:$AH$68,AS$1,FALSE))","v":421.56634413892317},{"$f":"AS36*(1+VLOOKUP($B36,'WEO Projections'!$B$51:$AH$68,AT$1,FALSE))","v":414.01510072947286},{"$f":"AT36*(1+VLOOKUP($B36,'WEO Projections'!$B$51:$AH$68,AU$1,FALSE))","v":409.29969079505224},{"$f":"AU36*(1+VLOOKUP($B36,'WEO Projections'!$B$51:$AH$68,AV$1,FALSE))","v":404.58428086063168},{"$f":"AV36*(1+VLOOKUP($B36,'WEO Projections'!$B$51:$AH$68,AW$1,FALSE))","v":399.86887092621106},{"$f":"AW36*(1+VLOOKUP($B36,'WEO Projections'!$B$51:$AH$68,AX$1,FALSE))","v":395.1534609917905},{"$f":"AX36*(1+VLOOKUP($B36,'WEO Projections'!$B$51:$AH$68,AY$1,FALSE))","v":390.43805105736988},{"$f":"AY36*(1+VLOOKUP($B36,'WEO Projections'!$B$51:$AH$68,AZ$1,FALSE))","v":386.38954990610142},{"$f":"AZ36*(1+VLOOKUP($B36,'WEO Projections'!$B$51:$AH$68,BA$1,FALSE))","v":382.34104875483303},{"$f":"BA36*(1+VLOOKUP($B36,'WEO Projections'!$B$51:$AH$68,BB$1,FALSE))","v":378.29254760356457},{"$f":"BB36*(1+VLOOKUP($B36,'WEO Projections'!$B$51:$AH$68,BC$1,FALSE))","v":374.24404645229612},{"$f":"BC36*(1+VLOOKUP($B36,'WEO Projections'!$B$51:$AH$68,BD$1,FALSE))","v":370.19554530102772},null,520.8733065878464,466.41922287768386,429.11758754837348]
["Angola",{"$f":"VLOOKUP(A37,'Country Parameters'!$B$4:$T$198,19,FALSE)","v":"Africa"},"Angola","Total","CO2 per kWh of electricity (gCO2 per kWh)",343.113,259.50110000000001,180.3432,130.45259999999999,181.3571,177.20519999999999,189.7208,359.75569999999999,289.154,460.39479999999998,498.9239,495.76249999999999,460.09010000000001,509.67520000000002,289.63839999999999,272.5872,260.09679999999997,300.46039999999999,329.99400000000003,465.28809999999999,430.24130000000002,390.42880000000002,390.84410000000003,{"$f":"AB37*(1+VLOOKUP($B37,'WEO Projections'!$B$51:$AH$68,AC$1,FALSE))","v":388.22336621284808},{"$f":"AC37*(1+VLOOKUP($B37,'WEO Projections'!$B$51:$AH$68,AD$1,FALSE))","v":385.60263242569619},{"$f":"AD37*(1+VLOOKUP($B37,'WEO Projections'!$B$51:$AH$68,AE$1,FALSE))","v":382.98189863854424},{"$f":"AE37*(1+VLOOKUP($B37,'WEO Projections'!$B$51:$AH$68,AF$1,FALSE))","v":375.89917304878736},{"$f":"AF37*(1+VLOOKUP($B37,'WEO Projections'!$B$51:$AH$68,AG$1,FALSE))","v":368.81644745903054},{"$f":"AG37*(1+VLOOKUP($B37,'WEO Projections'!$B$51:$AH$68,AH$1,FALSE))","v":361.73372186927361},{"$f":"AH37*(1+VLOOKUP($B37,'WEO Projections'!$B$51:$AH$68,AI$1,FALSE))","v":354.65099627951673},{"$f":"AI37*(1+VLOOKUP($B37,'WEO Projections'!$B$51:$AH$68,AJ$1,FALSE))","v":347.56827068975986},{"$f":"AJ37*(1+VLOOKUP($B37,'WEO Projections'!$B$51:$AH$68,AK$1,FALSE))","v":342.35610850238692},{"$f":"AK37*(1+VLOOKUP($B37,'WEO Projections'!$B$51:$AH$68,AL$1,FALSE))","v":337.14394631501403},{"$f":"AL37*(1+VLOOKUP($B37,'WEO Projections'!$B$51:$AH$68,AM$1,FALSE))","v":331.93178412764109},{"$f":"AM37*(1+VLOOKUP($B37,'WEO Projections'!$B$51:$AH$68,AN$1,FALSE))","v":326.71962194026821},{"$f":"AN37*(1+VLOOKUP($B37,'WEO Projections'!$B$51:$AH$68,AO$1,FALSE))","v":321.50745975289527},{"$f":"AO37*(1+VLOOKUP($B37,'WEO Projections'!$B$51:$AH$68,AP$1,FALSE))","v":316.133543811317},{"$f":"AP37*(1+VLOOKUP($B37,'WEO Projections'!$B$51:$AH$68,AQ$1,FALSE))","v":310.75962786973872},{"$f":"AQ37*(1+VLOOKUP($B37,'WEO Projections'!$B$51:$AH$68,AR$1,FALSE))","v":305.38571192816045},{"$f":"AR37*(1+VLOOKUP($B37,'WEO Projections'!$B$51:$AH$68,AS$1,FALSE))","v":300.01179598658217},{"$f":"AS37*(1+VLOOKUP($B37,'WEO Projections'!$B$51:$AH$68,AT$1,FALSE))","v":294.6378800450039},{"$f":"AT37*(1+VLOOKUP($B37,'WEO Projections'!$B$51:$AH$68,AU$1,FALSE))","v":291.28211262450912},{"$f":"AU37*(1+VLOOKUP($B37,'WEO Projections'!$B$51:$AH$68,AV$1,FALSE))","v":287.92634520401435},{"$f":"AV37*(1+VLOOKUP($B37,'WEO Projections'!$B$51:$AH$68,AW$1,FALSE))","v":284.57057778351952},{"$f":"AW37*(1+VLOOKUP($B37,'WEO Projections'!$B$51:$AH$68,AX$1,FALSE))","v":281.21481036302475},{"$f":"AX37*(1+VLOOKUP($B37,'WEO Projections'!$B$51:$AH$68,AY$1,FALSE))","v":277.85904294252998},{"$f":"AY37*(1+VLOOKUP($B37,'WEO Projections'!$B$51:$AH$68,AZ$1,FALSE))","v":274.97788765503498},{"$f":"AZ37*(1+VLOOKUP($B37,'WEO Projections'!$B$51:$AH$68,BA$1,FALSE))","v":272.09673236754003},{"$f":"BA37*(1+VLOOKUP($B37,'WEO Projections'!$B$51:$AH$68,BB$1,FALSE))","v":269.21557708004502},{"$f":"BB37*(1+VLOOKUP($B37,'WEO Projections'!$B$51:$AH$68,BC$1,FALSE))","v":266.33442179255002},{"$f":"BC37*(1+VLOOKUP($B37,'WEO Projections'!$B$51:$AH$68,BD$1,FALSE))","v":263.45326650505507},null,370.6845633279321,331.93178412764115,305.38571192816045]
["Argentina",{"$f":"VLOOKUP(A38,'Country Parameters'!$B$4:$T$198,19,FALSE)","v":"Latin America"},"Argentina","Total","CO2 per kWh of electricity (gCO2 per kWh)",394.34719999999999,410.71769999999998,377.49639999999999,343.78750000000002,337.38119999999998,336.51580000000001,367.99380000000002,326.93290000000002,343.5496,365.2885,338.4622,267.15679999999998,258.14980000000003,274.69040000000001,316.90309999999999,307.24119999999999,330.09960000000001,377.06240000000003,363.53370000000001,359.01029999999997,359.0718,382.97829999999999,397.17439999999999,{"$f":"AB38*(1+VLOOKUP($B38,'WEO Projections'!$B$51:$AH$68,AC$1,FALSE))","v":393.29477785595094},{"$f":"AC38*(1+VLOOKUP($B38,'WEO Projections'!$B$51:$AH$68,AD$1,FALSE))","v":389.41515571190195},{"$f":"AD38*(1+VLOOKUP($B38,'WEO Projections'!$B$51:$AH$68,AE$1,FALSE))","v":385.53553356785289},{"$f":"AE38*(1+VLOOKUP($B38,'WEO Projections'!$B$51:$AH$68,AF$1,FALSE))","v":378.82343020744486},{"$f":"AF38*(1+VLOOKUP($B38,'WEO Projections'!$B$51:$AH$68,AG$1,FALSE))","v":372.11132684703671},{"$f":"AG38*(1+VLOOKUP($B38,'WEO Projections'!$B$51:$AH$68,AH$1,FALSE))","v":365.39922348662867},{"$f":"AH38*(1+VLOOKUP($B38,'WEO Projections'!$B$51:$AH$68,AI$1,FALSE))","v":358.68712012622052},{"$f":"AI38*(1+VLOOKUP($B38,'WEO Projections'!$B$51:$AH$68,AJ$1,FALSE))","v":351.97501676581248},{"$f":"AJ38*(1+VLOOKUP($B38,'WEO Projections'!$B$51:$AH$68,AK$1,FALSE))","v":349.78032626009315},{"$f":"AK38*(1+VLOOKUP($B38,'WEO Projections'!$B$51:$AH$68,AL$1,FALSE))","v":347.58563575437381},{"$f":"AL38*(1+VLOOKUP($B38,'WEO Projections'!$B$51:$AH$68,AM$1,FALSE))","v":345.39094524865448},{"$f":"AM38*(1+VLOOKUP($B38,'WEO Projections'!$B$51:$AH$68,AN$1,FALSE))","v":343.19625474293514},{"$f":"AN38*(1+VLOOKUP($B38,'WEO Projections'!$B$51:$AH$68,AO$1,FALSE))","v":341.0015642372158},{"$f":"AO38*(1+VLOOKUP($B38,'WEO Projections'!$B$51:$AH$68,AP$1,FALSE))","v":339.32342003732134},{"$f":"AP38*(1+VLOOKUP($B38,'WEO Projections'!$B$51:$AH$68,AQ$1,FALSE))","v":337.64527583742677},{"$f":"AQ38*(1+VLOOKUP($B38,'WEO Projections'!$B$51:$AH$68,AR$1,FALSE))","v":335.9671316375323},{"$f":"AR38*(1+VLOOKUP($B38,'WEO Projections'!$B$51:$AH$68,AS$1,FALSE))","v":334.28898743763773},{"$f":"AS38*(1+VLOOKUP($B38,'WEO Projections'!$B$51:$AH$68,AT$1,FALSE))","v":332.61084323774321},{"$f":"AT38*(1+VLOOKUP($B38,'WEO Projections'!$B$51:$AH$68,AU$1,FALSE))","v":334.60008454548313},{"$f":"AU38*(1+VLOOKUP($B38,'WEO Projections'!$B$51:$AH$68,AV$1,FALSE))","v":336.58932585322299},{"$f":"AV38*(1+VLOOKUP($B38,'WEO Projections'!$B$51:$AH$68,AW$1,FALSE))","v":338.5785671609629},{"$f":"AW38*(1+VLOOKUP($B38,'WEO Projections'!$B$51:$AH$68,AX$1,FALSE))","v":340.56780846870282},{"$f":"AX38*(1+VLOOKUP($B38,'WEO Projections'!$B$51:$AH$68,AY$1,FALSE))","v":342.55704977644268},{"$f":"AY38*(1+VLOOKUP($B38,'WEO Projections'!$B$51:$AH$68,AZ$1,FALSE))","v":343.91321954105462},{"$f":"AZ38*(1+VLOOKUP($B38,'WEO Projections'!$B$51:$AH$68,BA$1,FALSE))","v":345.26938930566649},{"$f":"BA38*(1+VLOOKUP($B38,'WEO Projections'!$B$51:$AH$68,BB$1,FALSE))","v":346.62555907027848},{"$f":"BB38*(1+VLOOKUP($B38,'WEO Projections'!$B$51:$AH$68,BC$1,FALSE))","v":347.98172883489036},{"$f":"BC38*(1+VLOOKUP($B38,'WEO Projections'!$B$51:$AH$68,BD$1,FALSE))","v":349.3378985995023},null,374.40519807110616,345.39094524865448,335.9671316375323]
["Armenia",{"$f":"VLOOKUP(A39,'Country Parameters'!$B$4:$T$198,19,FALSE)","v":"Eastern Europe & Eurasia"},"Armenia","Total","CO2 per kWh of electricity (gCO2 per kWh)",494.86930000000001,716.73180000000002,458.07839999999999,89.386799999999994,112.3325,211.3039,217.20480000000001,268.6318,262.21469999999999,224.7131,237.5394,244.9359,147.90219999999999,142.5505,113.8489,131.45609999999999,130.3151,156.5275,159.434,102.46380000000001,92.245400000000004,123.39239999999999,176.5181,{"$f":"AB39*(1+VLOOKUP($B39,'WEO Projections'!$B$51:$AH$68,AC$1,FALSE))","v":172.33425898109451},{"$f":"AC39*(1+VLOOKUP($B39,'WEO Projections'!$B$51:$AH$68,AD$1,FALSE))","v":168.15041796218901},{"$f":"AD39*(1+VLOOKUP($B39,'WEO Projections'!$B$51:$AH$68,AE$1,FALSE))","v":163.96657694328351},{"$f":"AE39*(1+VLOOKUP($B39,'WEO Projections'!$B$51:$AH$68,AF$1,FALSE))","v":160.35345992323963},{"$f":"AF39*(1+VLOOKUP($B39,'WEO Projections'!$B$51:$AH$68,AG$1,FALSE))","v":156.74034290319574},{"$f":"AG39*(1+VLOOKUP($B39,'WEO Projections'!$B$51:$AH$68,AH$1,FALSE))","v":153.12722588315185},{"$f":"AH39*(1+VLOOKUP($B39,'WEO Projections'!$B$51:$AH$68,AI$1,FALSE))","v":149.51410886310794},{"$f":"AI39*(1+VLOOKUP($B39,'WEO Projections'!$B$51:$AH$68,AJ$1,FALSE))","v":145.90099184306405},{"$f":"AJ39*(1+VLOOKUP($B39,'WEO Projections'!$B$51:$AH$68,AK$1,FALSE))","v":143.14128790663841},{"$f":"AK39*(1+VLOOKUP($B39,'WEO Projections'!$B$51:$AH$68,AL$1,FALSE))","v":140.38158397021277},{"$f":"AL39*(1+VLOOKUP($B39,'WEO Projections'!$B$51:$AH$68,AM$1,FALSE))","v":137.62188003378716},{"$f":"AM39*(1+VLOOKUP($B39,'WEO Projections'!$B$51:$AH$68,AN$1,FALSE))","v":134.86217609736153},{"$f":"AN39*(1+VLOOKUP($B39,'WEO Projections'!$B$51:$AH$68,AO$1,FALSE))","v":132.10247216093589},{"$f":"AO39*(1+VLOOKUP($B39,'WEO Projections'!$B$51:$AH$68,AP$1,FALSE))","v":130.32094417772041},{"$f":"AP39*(1+VLOOKUP($B39,'WEO Projections'!$B$51:$AH$68,AQ$1,FALSE))","v":128.53941619450489},{"$f":"AQ39*(1+VLOOKUP($B39,'WEO Projections'!$B$51:$AH$68,AR$1,FALSE))","v":126.75788821128943},{"$f":"AR39*(1+VLOOKUP($B39,'WEO Projections'!$B$51:$AH$68,AS$1,FALSE))","v":124.97636022807393},{"$f":"AS39*(1+VLOOKUP($B39,'WEO Projections'!$B$51:$AH$68,AT$1,FALSE))","v":123.19483224485843},{"$f":"AT39*(1+VLOOKUP($B39,'WEO Projections'!$B$51:$AH$68,AU$1,FALSE))","v":122.76150073896372},{"$f":"AU39*(1+VLOOKUP($B39,'WEO Projections'!$B$51:$AH$68,AV$1,FALSE))","v":122.32816923306902},{"$f":"AV39*(1+VLOOKUP($B39,'WEO Projections'!$B$51:$AH$68,AW$1,FALSE))","v":121.89483772717431},{"$f":"AW39*(1+VLOOKUP($B39,'WEO Projections'!$B$51:$AH$68,AX$1,FALSE))","v":121.46150622127962},{"$f":"AX39*(1+VLOOKUP($B39,'WEO Projections'!$B$51:$AH$68,AY$1,FALSE))","v":121.02817471538492},{"$f":"AY39*(1+VLOOKUP($B39,'WEO Projections'!$B$51:$AH$68,AZ$1,FALSE))","v":120.69981262889107},{"$f":"AZ39*(1+VLOOKUP($B39,'WEO Projections'!$B$51:$AH$68,BA$1,FALSE))","v":120.3714505423972},{"$f":"BA39*(1+VLOOKUP($B39,'WEO Projections'!$B$51:$AH$68,BB$1,FALSE))","v":120.04308845590337},{"$f":"BB39*(1+VLOOKUP($B39,'WEO Projections'!$B$51:$AH$68,BC$1,FALSE))","v":119.71472636940952},{"$f":"BC39*(1+VLOOKUP($B39,'WEO Projections'!$B$51:$AH$68,BD$1,FALSE))","v":119.38636428291565},null,158.76092291279076,137.62188003378714,126.7578882112894]
["Australia",{"$f":"VLOOKUP(A40,'Country Parameters'!$B$4:$T$198,19,FALSE)","v":"OECD Asia Oceania"},"Australia","Total","CO2 per kWh of electricity (gCO2 per kWh)",816.80269999999996,820.66570000000002,825.52020000000005,810.12440000000004,804.0598,809.85720000000003,823.4162,825.88900000000001,863.5154,848.79570000000001,836.42880000000002,816.61490000000003,874.85820000000001,830.94060000000002,842.95500000000004,862.02869999999996,860.54750000000001,850.29129999999998,850.39,871.77880000000005,808.09550000000002,788.49239999999998,798.90189999999996,{"$f":"AB40*(1+VLOOKUP($B40,'WEO Projections'!$B$51:$AH$68,AC$1,FALSE))","v":789.2828823425059},{"$f":"AC40*(1+VLOOKUP($B40,'WEO Projections'!$B$51:$AH$68,AD$1,FALSE))","v":779.66386468501184},{"$f":"AD40*(1+VLOOKUP($B40,'WEO Projections'!$B$51:$AH$68,AE$1,FALSE))","v":770.04484702751779},{"$f":"AE40*(1+VLOOKUP($B40,'WEO Projections'!$B$51:$AH$68,AF$1,FALSE))","v":742.94501832285084},{"$f":"AF40*(1+VLOOKUP($B40,'WEO Projections'!$B$51:$AH$68,AG$1,FALSE))","v":715.84518961818401},{"$f":"AG40*(1+VLOOKUP($B40,'WEO Projections'!$B$51:$AH$68,AH$1,FALSE))","v":688.74536091351706},{"$f":"AH40*(1+VLOOKUP($B40,'WEO Projections'!$B$51:$AH$68,AI$1,FALSE))","v":661.64553220885023},{"$f":"AI40*(1+VLOOKUP($B40,'WEO Projections'!$B$51:$AH$68,AJ$1,FALSE))","v":634.54570350418328},{"$f":"AJ40*(1+VLOOKUP($B40,'WEO Projections'!$B$51:$AH$68,AK$1,FALSE))","v":625.43810053567177},{"$f":"AK40*(1+VLOOKUP($B40,'WEO Projections'!$B$51:$AH$68,AL$1,FALSE))","v":616.33049756716036},{"$f":"AL40*(1+VLOOKUP($B40,'WEO Projections'!$B$51:$AH$68,AM$1,FALSE))","v":607.22289459864896},{"$f":"AM40*(1+VLOOKUP($B40,'WEO Projections'!$B$51:$AH$68,AN$1,FALSE))","v":598.11529163013756},{"$f":"AN40*(1+VLOOKUP($B40,'WEO Projections'!$B$51:$AH$68,AO$1,FALSE))","v":589.00768866162605},{"$f":"AO40*(1+VLOOKUP($B40,'WEO Projections'!$B$51:$AH$68,AP$1,FALSE))","v":582.73493478571515},{"$f":"AP40*(1+VLOOKUP($B40,'WEO Projections'!$B$51:$AH$68,AQ$1,FALSE))","v":576.46218090980426},{"$f":"AQ40*(1+VLOOKUP($B40,'WEO Projections'!$B$51:$AH$68,AR$1,FALSE))","v":570.18942703389325},{"$f":"AR40*(1+VLOOKUP($B40,'WEO Projections'!$B$51:$AH$68,AS$1,FALSE))","v":563.91667315798236},{"$f":"AS40*(1+VLOOKUP($B40,'WEO Projections'!$B$51:$AH$68,AT$1,FALSE))","v":557.64391928207135},{"$f":"AT40*(1+VLOOKUP($B40,'WEO Projections'!$B$51:$AH$68,AU$1,FALSE))","v":551.20140054352214},{"$f":"AU40*(1+VLOOKUP($B40,'WEO Projections'!$B$51:$AH$68,AV$1,FALSE))","v":544.75888180497282},{"$f":"AV40*(1+VLOOKUP($B40,'WEO Projections'!$B$51:$AH$68,AW$1,FALSE))","v":538.31636306642361},{"$f":"AW40*(1+VLOOKUP($B40,'WEO Projections'!$B$51:$AH$68,AX$1,FALSE))","v":531.87384432787428},{"$f":"AX40*(1+VLOOKUP($B40,'WEO Projections'!$B$51:$AH$68,AY$1,FALSE))","v":525.43132558932507},{"$f":"AY40*(1+VLOOKUP($B40,'WEO Projections'!$B$51:$AH$68,AZ$1,FALSE))","v":520.06210025458665},{"$f":"AZ40*(1+VLOOKUP($B40,'WEO Projections'!$B$51:$AH$68,BA$1,FALSE))","v":514.69287491984824},{"$f":"BA40*(1+VLOOKUP($B40,'WEO Projections'!$B$51:$AH$68,BB$1,FALSE))","v":509.32364958510993},{"$f":"BB40*(1+VLOOKUP($B40,'WEO Projections'!$B$51:$AH$68,BC$1,FALSE))","v":503.95442425037152},{"$f":"BC40*(1+VLOOKUP($B40,'WEO Projections'!$B$51:$AH$68,BD$1,FALSE))","v":498.5851989156331},null,722.83979982782773,607.22289459864896,570.18942703389325]
["Austria",{"$f":"VLOOKUP(A41,'Country Parameters'!$B$4:$T$198,19,FALSE)","v":"OECD Europe"},"Austria","Total","CO2 per kWh of electricity (gCO2 per kWh)",237.8638,245.85300000000001,191.1019,178.7457,196.0067,205.84870000000001,225.3458,221.00149999999999,197.44489999999999,184.58789999999999,170.21690000000001,190.32560000000001,190.12389999999999,236.81800000000001,224.7852,218.67570000000001,217.36199999999999,203.8349,186.8912,163.02809999999999,193.54660000000001,209.89109999999999,164.791,{"$f":"AB41*(1+VLOOKUP($B41,'WEO Projections'!$B$51:$AH$68,AC$1,FALSE))","v":160.82365593685208},{"$f":"AC41*(1+VLOOKUP($B41,'WEO Projections'!$B$51:$AH$68,AD$1,FALSE))","v":156.85631187370413},{"$f":"AD41*(1+VLOOKUP($B41,'WEO Projections'!$B$51:$AH$68,AE$1,FALSE))","v":152.88896781055624},{"$f":"AE41*(1+VLOOKUP($B41,'WEO Projections'!$B$51:$AH$68,AF$1,FALSE))","v":149.89313820549907},{"$f":"AF41*(1+VLOOKUP($B41,'WEO Projections'!$B$51:$AH$68,AG$1,FALSE))","v":146.8973086004419},{"$f":"AG41*(1+VLOOKUP($B41,'WEO Projections'!$B$51:$AH$68,AH$1,FALSE))","v":143.90147899538474},{"$f":"AH41*(1+VLOOKUP($B41,'WEO Projections'!$B$51:$AH$68,AI$1,FALSE))","v":140.90564939032757},{"$f":"AI41*(1+VLOOKUP($B41,'WEO Projections'!$B$51:$AH$68,AJ$1,FALSE))","v":137.9098197852704},{"$f":"AJ41*(1+VLOOKUP($B41,'WEO Projections'!$B$51:$AH$68,AK$1,FALSE))","v":136.8675447247835},{"$f":"AK41*(1+VLOOKUP($B41,'WEO Projections'!$B$51:$AH$68,AL$1,FALSE))","v":135.82526966429663},{"$f":"AL41*(1+VLOOKUP($B41,'WEO Projections'!$B$51:$AH$68,AM$1,FALSE))","v":134.78299460380973},{"$f":"AM41*(1+VLOOKUP($B41,'WEO Projections'!$B$51:$AH$68,AN$1,FALSE))","v":133.74071954332283},{"$f":"AN41*(1+VLOOKUP($B41,'WEO Projections'!$B$51:$AH$68,AO$1,FALSE))","v":132.69844448283595},{"$f":"AO41*(1+VLOOKUP($B41,'WEO Projections'!$B$51:$AH$68,AP$1,FALSE))","v":131.20924605431921},{"$f":"AP41*(1+VLOOKUP($B41,'WEO Projections'!$B$51:$AH$68,AQ$1,FALSE))","v":129.72004762580249},{"$f":"AQ41*(1+VLOOKUP($B41,'WEO Projections'!$B$51:$AH$68,AR$1,FALSE))","v":128.23084919728575},{"$f":"AR41*(1+VLOOKUP($B41,'WEO Projections'!$B$51:$AH$68,AS$1,FALSE))","v":126.74165076876902},{"$f":"AS41*(1+VLOOKUP($B41,'WEO Projections'!$B$51:$AH$68,AT$1,FALSE))","v":125.25245234025229},{"$f":"AT41*(1+VLOOKUP($B41,'WEO Projections'!$B$51:$AH$68,AU$1,FALSE))","v":123.4587680621655},{"$f":"AU41*(1+VLOOKUP($B41,'WEO Projections'!$B$51:$AH$68,AV$1,FALSE))","v":121.66508378407872},{"$f":"AV41*(1+VLOOKUP($B41,'WEO Projections'!$B$51:$AH$68,AW$1,FALSE))","v":119.87139950599193},{"$f":"AW41*(1+VLOOKUP($B41,'WEO Projections'!$B$51:$AH$68,AX$1,FALSE))","v":118.07771522790514},{"$f":"AX41*(1+VLOOKUP($B41,'WEO Projections'!$B$51:$AH$68,AY$1,FALSE))","v":116.28403094981836},{"$f":"AY41*(1+VLOOKUP($B41,'WEO Projections'!$B$51:$AH$68,AZ$1,FALSE))","v":115.83510426057468},{"$f":"AZ41*(1+VLOOKUP($B41,'WEO Projections'!$B$51:$AH$68,BA$1,FALSE))","v":115.38617757133102},{"$f":"BA41*(1+VLOOKUP($B41,'WEO Projections'!$B$51:$AH$68,BB$1,FALSE))","v":114.93725088208735},{"$f":"BB41*(1+VLOOKUP($B41,'WEO Projections'!$B$51:$AH$68,BC$1,FALSE))","v":114.48832419284368},{"$f":"BC41*(1+VLOOKUP($B41,'WEO Projections'!$B$51:$AH$68,BD$1,FALSE))","v":114.0393975036},null,148.75954132475454,134.78299460380973,128.23084919728575]
["Azerbaijan",{"$f":"VLOOKUP(A42,'Country Parameters'!$B$4:$T$198,19,FALSE)","v":"Eastern Europe & Eurasia"},"Azerbaijan","Total","CO2 per kWh of electricity (gCO2 per kWh)",574.40800000000002,616.82330000000002,859.60979999999995,892.3614,697.11069999999995,695.90359999999998,671.39419999999996,683.00850000000003,698.39850000000001,708.72,739.19359999999995,650.90139999999997,591.4008,587.96450000000004,534.76570000000004,536.39319999999998,518.50800000000004,548.90729999999996,517.54960000000005,481.2244,431.05700000000002,454.70170000000002,493.66230000000002,{"$f":"AB42*(1+VLOOKUP($B42,'WEO Projections'!$B$51:$AH$68,AC$1,FALSE))","v":481.9614909598663},{"$f":"AC42*(1+VLOOKUP($B42,'WEO Projections'!$B$51:$AH$68,AD$1,FALSE))","v":470.26068191973258},{"$f":"AD42*(1+VLOOKUP($B42,'WEO Projections'!$B$51:$AH$68,AE$1,FALSE))","v":458.55987287959886},{"$f":"AE42*(1+VLOOKUP($B42,'WEO Projections'!$B$51:$AH$68,AF$1,FALSE))","v":448.45518866713559},{"$f":"AF42*(1+VLOOKUP($B42,'WEO Projections'!$B$51:$AH$68,AG$1,FALSE))","v":438.35050445467226},{"$f":"AG42*(1+VLOOKUP($B42,'WEO Projections'!$B$51:$AH$68,AH$1,FALSE))","v":428.24582024220899},{"$f":"AH42*(1+VLOOKUP($B42,'WEO Projections'!$B$51:$AH$68,AI$1,FALSE))","v":418.14113602974567},{"$f":"AI42*(1+VLOOKUP($B42,'WEO Projections'!$B$51:$AH$68,AJ$1,FALSE))","v":408.0364518172824},{"$f":"AJ42*(1+VLOOKUP($B42,'WEO Projections'!$B$51:$AH$68,AK$1,FALSE))","v":400.31847959474578},{"$f":"AK42*(1+VLOOKUP($B42,'WEO Projections'!$B$51:$AH$68,AL$1,FALSE))","v":392.60050737220917},{"$f":"AL42*(1+VLOOKUP($B42,'WEO Projections'!$B$51:$AH$68,AM$1,FALSE))","v":384.88253514967266},{"$f":"AM42*(1+VLOOKUP($B42,'WEO Projections'!$B$51:$AH$68,AN$1,FALSE))","v":377.16456292713605},{"$f":"AN42*(1+VLOOKUP($B42,'WEO Projections'!$B$51:$AH$68,AO$1,FALSE))","v":369.44659070459949},{"$f":"AO42*(1+VLOOKUP($B42,'WEO Projections'!$B$51:$AH$68,AP$1,FALSE))","v":364.46425064027454},{"$f":"AP42*(1+VLOOKUP($B42,'WEO Projections'!$B$51:$AH$68,AQ$1,FALSE))","v":359.48191057594954},{"$f":"AQ42*(1+VLOOKUP($B42,'WEO Projections'!$B$51:$AH$68,AR$1,FALSE))","v":354.4995705116246},{"$f":"AR42*(1+VLOOKUP($B42,'WEO Projections'!$B$51:$AH$68,AS$1,FALSE))","v":349.5172304472996},{"$f":"AS42*(1+VLOOKUP($B42,'WEO Projections'!$B$51:$AH$68,AT$1,FALSE))","v":344.5348903829746},{"$f":"AT42*(1+VLOOKUP($B42,'WEO Projections'!$B$51:$AH$68,AU$1,FALSE))","v":343.32300657127229},{"$f":"AU42*(1+VLOOKUP($B42,'WEO Projections'!$B$51:$AH$68,AV$1,FALSE))","v":342.11112275957004},{"$f":"AV42*(1+VLOOKUP($B42,'WEO Projections'!$B$51:$AH$68,AW$1,FALSE))","v":340.89923894786773},{"$f":"AW42*(1+VLOOKUP($B42,'WEO Projections'!$B$51:$AH$68,AX$1,FALSE))","v":339.68735513616548},{"$f":"AX42*(1+VLOOKUP($B42,'WEO Projections'!$B$51:$AH$68,AY$1,FALSE))","v":338.47547132446317},{"$f":"AY42*(1+VLOOKUP($B42,'WEO Projections'!$B$51:$AH$68,AZ$1,FALSE))","v":337.5571519971457},{"$f":"AZ42*(1+VLOOKUP($B42,'WEO Projections'!$B$51:$AH$68,BA$1,FALSE))","v":336.63883266982822},{"$f":"BA42*(1+VLOOKUP($B42,'WEO Projections'!$B$51:$AH$68,BB$1,FALSE))","v":335.7205133425108},{"$f":"BB42*(1+VLOOKUP($B42,'WEO Projections'!$B$51:$AH$68,BC$1,FALSE))","v":334.80219401519332},{"$f":"BC42*(1+VLOOKUP($B42,'WEO Projections'!$B$51:$AH$68,BD$1,FALSE))","v":333.88387468787585},null,444.00139337128036,384.88253514967261,354.49957051162454]
["Bahrain",{"$f":"VLOOKUP(A43,'Country Parameters'!$B$4:$T$198,19,FALSE)","v":"Middle East"},"Bahrain","Total","CO2 per kWh of electricity (gCO2 per kWh)",840.15430000000003,851.70450000000005,822.27369999999996,751.43359999999996,798.80619999999999,791.23580000000004,791.33399999999995,779.80939999999998,797.35789999999997,811.18709999999999,815.41409999999996,804.34130000000005,806.79840000000002,824.06470000000002,780.39779999999996,768.6277,788.90809999999999,752.16489999999999,765.41520000000003,784.32169999999996,762.48419999999999,768.04319999999996,754.71889999999996,{"$f":"AB43*(1+VLOOKUP($B43,'WEO Projections'!$B$51:$AH$68,AC$1,FALSE))","v":731.4032426283319},{"$f":"AC43*(1+VLOOKUP($B43,'WEO Projections'!$B$51:$AH$68,AD$1,FALSE))","v":708.0875852566636},{"$f":"AD43*(1+VLOOKUP($B43,'WEO Projections'!$B$51:$AH$68,AE$1,FALSE))","v":684.77192788499553},{"$f":"AE43*(1+VLOOKUP($B43,'WEO Projections'!$B$51:$AH$68,AF$1,FALSE))","v":668.76135549939181},{"$f":"AF43*(1+VLOOKUP($B43,'WEO Projections'!$B$51:$AH$68,AG$1,FALSE))","v":652.7507831137882},{"$f":"AG43*(1+VLOOKUP($B43,'WEO Projections'!$B$51:$AH$68,AH$1,FALSE))","v":636.74021072818448},{"$f":"AH43*(1+VLOOKUP($B43,'WEO Projections'!$B$51:$AH$68,AI$1,FALSE))","v":620.72963834258087},{"$f":"AI43*(1+VLOOKUP($B43,'WEO Projections'!$B$51:$AH$68,AJ$1,FALSE))","v":604.71906595697715},{"$f":"AJ43*(1+VLOOKUP($B43,'WEO Projections'!$B$51:$AH$68,AK$1,FALSE))","v":590.81384059520747},{"$f":"AK43*(1+VLOOKUP($B43,'WEO Projections'!$B$51:$AH$68,AL$1,FALSE))","v":576.9086152334379},{"$f":"AL43*(1+VLOOKUP($B43,'WEO Projections'!$B$51:$AH$68,AM$1,FALSE))","v":563.00338987166822},{"$f":"AM43*(1+VLOOKUP($B43,'WEO Projections'!$B$51:$AH$68,AN$1,FALSE))","v":549.09816450989854},{"$f":"AN43*(1+VLOOKUP($B43,'WEO Projections'!$B$51:$AH$68,AO$1,FALSE))","v":535.19293914812886},{"$f":"AO43*(1+VLOOKUP($B43,'WEO Projections'!$B$51:$AH$68,AP$1,FALSE))","v":525.03348135791475},{"$f":"AP43*(1+VLOOKUP($B43,'WEO Projections'!$B$51:$AH$68,AQ$1,FALSE))","v":514.87402356770076},{"$f":"AQ43*(1+VLOOKUP($B43,'WEO Projections'!$B$51:$AH$68,AR$1,FALSE))","v":504.71456577748665},{"$f":"AR43*(1+VLOOKUP($B43,'WEO Projections'!$B$51:$AH$68,AS$1,FALSE))","v":494.55510798727261},{"$f":"AS43*(1+VLOOKUP($B43,'WEO Projections'!$B$51:$AH$68,AT$1,FALSE))","v":484.3956501970585},{"$f":"AT43*(1+VLOOKUP($B43,'WEO Projections'!$B$51:$AH$68,AU$1,FALSE))","v":479.58797243348556},{"$f":"AU43*(1+VLOOKUP($B43,'WEO Projections'!$B$51:$AH$68,AV$1,FALSE))","v":474.78029466991256},{"$f":"AV43*(1+VLOOKUP($B43,'WEO Projections'!$B$51:$AH$68,AW$1,FALSE))","v":469.97261690633962},{"$f":"AW43*(1+VLOOKUP($B43,'WEO Projections'!$B$51:$AH$68,AX$1,FALSE))","v":465.16493914276668},{"$f":"AX43*(1+VLOOKUP($B43,'WEO Projections'!$B$51:$AH$68,AY$1,FALSE))","v":460.35726137919374},{"$f":"AY43*(1+VLOOKUP($B43,'WEO Projections'!$B$51:$AH$68,AZ$1,FALSE))","v":457.80004059823864},{"$f":"AZ43*(1+VLOOKUP($B43,'WEO Projections'!$B$51:$AH$68,BA$1,FALSE))","v":455.24281981728353},{"$f":"BA43*(1+VLOOKUP($B43,'WEO Projections'!$B$51:$AH$68,BB$1,FALSE))","v":452.68559903632837},{"$f":"BB43*(1+VLOOKUP($B43,'WEO Projections'!$B$51:$AH$68,BC$1,FALSE))","v":450.12837825537326},{"$f":"BC43*(1+VLOOKUP($B43,'WEO Projections'!$B$51:$AH$68,BD$1,FALSE))","v":447.57115747441816},null,663.49547617636415,563.00338987166822,504.7145657774866]
["Bangladesh",{"$f":"VLOOKUP(A44,'Country Parameters'!$B$4:$T$198,19,FALSE)","v":"Non-OECD Asia"},"Bangladesh","Total","CO2 per kWh of electricity (gCO2 per kWh)",554.43029999999999,537.31370000000004,565.72500000000002,607.19619999999998,602.01419999999996,601.072,567.01649999999995,583.80610000000001,588.26980000000003,592.39049999999997,554.83749999999998,601.15009999999995,602.34550000000002,572.91989999999998,541.9864,550.93110000000001,568.10130000000004,575.43209999999999,569.24040000000002,569.08510000000001,581.58730000000003,566.28420000000006,575.11630000000002,{"$f":"AB44*(1+VLOOKUP($B44,'WEO Projections'!$B$51:$AH$68,AC$1,FALSE))","v":563.22754495174308},{"$f":"AC44*(1+VLOOKUP($B44,'WEO Projections'!$B$51:$AH$68,AD$1,FALSE))","v":551.33878990348603},{"$f":"AD44*(1+VLOOKUP($B44,'WEO Projections'!$B$51:$AH$68,AE$1,FALSE))","v":539.45003485522898},{"$f":"AE44*(1+VLOOKUP($B44,'WEO Projections'!$B$51:$AH$68,AF$1,FALSE))","v":531.7100935666158},{"$f":"AF44*(1+VLOOKUP($B44,'WEO Projections'!$B$51:$AH$68,AG$1,FALSE))","v":523.97015227800273},{"$f":"AG44*(1+VLOOKUP($B44,'WEO Projections'!$B$51:$AH$68,AH$1,FALSE))","v":516.23021098938955},{"$f":"AH44*(1+VLOOKUP($B44,'WEO Projections'!$B$51:$AH$68,AI$1,FALSE))","v":508.49026970077642},{"$f":"AI44*(1+VLOOKUP($B44,'WEO Projections'!$B$51:$AH$68,AJ$1,FALSE))","v":500.75032841216324},{"$f":"AJ44*(1+VLOOKUP($B44,'WEO Projections'!$B$51:$AH$68,AK$1,FALSE))","v":496.58976529209264},{"$f":"AK44*(1+VLOOKUP($B44,'WEO Projections'!$B$51:$AH$68,AL$1,FALSE))","v":492.42920217202214},{"$f":"AL44*(1+VLOOKUP($B44,'WEO Projections'!$B$51:$AH$68,AM$1,FALSE))","v":488.2686390519516},{"$f":"AM44*(1+VLOOKUP($B44,'WEO Projections'!$B$51:$AH$68,AN$1,FALSE))","v":484.1080759318811},{"$f":"AN44*(1+VLOOKUP($B44,'WEO Projections'!$B$51:$AH$68,AO$1,FALSE))","v":479.94751281181055},{"$f":"AO44*(1+VLOOKUP($B44,'WEO Projections'!$B$51:$AH$68,AP$1,FALSE))","v":479.01241205477868},{"$f":"AP44*(1+VLOOKUP($B44,'WEO Projections'!$B$51:$AH$68,AQ$1,FALSE))","v":478.07731129774675},{"$f":"AQ44*(1+VLOOKUP($B44,'WEO Projections'!$B$51:$AH$68,AR$1,FALSE))","v":477.14221054071487},{"$f":"AR44*(1+VLOOKUP($B44,'WEO Projections'!$B$51:$AH$68,AS$1,FALSE))","v":476.20710978368288},{"$f":"AS44*(1+VLOOKUP($B44,'WEO Projections'!$B$51:$AH$68,AT$1,FALSE))","v":475.27200902665101},{"$f":"AT44*(1+VLOOKUP($B44,'WEO Projections'!$B$51:$AH$68,AU$1,FALSE))","v":474.73027710912254},{"$f":"AU44*(1+VLOOKUP($B44,'WEO Projections'!$B$51:$AH$68,AV$1,FALSE))","v":474.18854519159407},{"$f":"AV44*(1+VLOOKUP($B44,'WEO Projections'!$B$51:$AH$68,AW$1,FALSE))","v":473.64681327406549},{"$f":"AW44*(1+VLOOKUP($B44,'WEO Projections'!$B$51:$AH$68,AX$1,FALSE))","v":473.10508135653697},{"$f":"AX44*(1+VLOOKUP($B44,'WEO Projections'!$B$51:$AH$68,AY$1,FALSE))","v":472.56334943900845},{"$f":"AY44*(1+VLOOKUP($B44,'WEO Projections'!$B$51:$AH$68,AZ$1,FALSE))","v":472.56834830260448},{"$f":"AZ44*(1+VLOOKUP($B44,'WEO Projections'!$B$51:$AH$68,BA$1,FALSE))","v":472.57334716620045},{"$f":"BA44*(1+VLOOKUP($B44,'WEO Projections'!$B$51:$AH$68,BB$1,FALSE))","v":472.57834602979653},{"$f":"BB44*(1+VLOOKUP($B44,'WEO Projections'!$B$51:$AH$68,BC$1,FALSE))","v":472.58334489339256},{"$f":"BC44*(1+VLOOKUP($B44,'WEO Projections'!$B$51:$AH$68,BD$1,FALSE))","v":472.58834375698854},null,529.39592808217571,488.2686390519516,477.14221054071487]
["Belarus",{"$f":"VLOOKUP(A45,'Country Parameters'!$B$4:$T$198,19,FALSE)","v":"Eastern Europe & Eurasia"},"Belarus","Total","CO2 per kWh of electricity (gCO2 per kWh)",548.12300000000005,521.16470000000004,521.48670000000004,495.98950000000002,504.96129999999999,499.87990000000002,480.68270000000001,483.19690000000003,476.8503,442.99959999999999,471.7491,458.71769999999998,453.42520000000002,443.11770000000001,462.5471,458.66640000000001,460.56049999999999,451.81939999999997,464.2842,464.89139999999998,448.62790000000001,441.26150000000001,425.11810000000003,{"$f":"AB45*(1+VLOOKUP($B45,'WEO Projections'!$B$51:$AH$68,AC$1,FALSE))","v":415.04192908801332},{"$f":"AC45*(1+VLOOKUP($B45,'WEO Projections'!$B$51:$AH$68,AD$1,FALSE))","v":404.96575817602661},{"$f":"AD45*(1+VLOOKUP($B45,'WEO Projections'!$B$51:$AH$68,AE$1,FALSE))","v":394.88958726403985},{"$f":"AE45*(1+VLOOKUP($B45,'WEO Projections'!$B$51:$AH$68,AF$1,FALSE))","v":386.18792186746737},{"$f":"AF45*(1+VLOOKUP($B45,'WEO Projections'!$B$51:$AH$68,AG$1,FALSE))","v":377.48625647089489},{"$f":"AG45*(1+VLOOKUP($B45,'WEO Projections'!$B$51:$AH$68,AH$1,FALSE))","v":368.78459107432241},{"$f":"AH45*(1+VLOOKUP($B45,'WEO Projections'!$B$51:$AH$68,AI$1,FALSE))","v":360.08292567774987},{"$f":"AI45*(1+VLOOKUP($B45,'WEO Projections'!$B$51:$AH$68,AJ$1,FALSE))","v":351.38126028117739},{"$f":"AJ45*(1+VLOOKUP($B45,'WEO Projections'!$B$51:$AH$68,AK$1,FALSE))","v":344.73491583255827},{"$f":"AK45*(1+VLOOKUP($B45,'WEO Projections'!$B$51:$AH$68,AL$1,FALSE))","v":338.08857138393915},{"$f":"AL45*(1+VLOOKUP($B45,'WEO Projections'!$B$51:$AH$68,AM$1,FALSE))","v":331.44222693532015},{"$f":"AM45*(1+VLOOKUP($B45,'WEO Projections'!$B$51:$AH$68,AN$1,FALSE))","v":324.79588248670103},{"$f":"AN45*(1+VLOOKUP($B45,'WEO Projections'!$B$51:$AH$68,AO$1,FALSE))","v":318.14953803808197},{"$f":"AO45*(1+VLOOKUP($B45,'WEO Projections'!$B$51:$AH$68,AP$1,FALSE))","v":313.8589877130932},{"$f":"AP45*(1+VLOOKUP($B45,'WEO Projections'!$B$51:$AH$68,AQ$1,FALSE))","v":309.56843738810437},{"$f":"AQ45*(1+VLOOKUP($B45,'WEO Projections'!$B$51:$AH$68,AR$1,FALSE))","v":305.27788706311566},{"$f":"AR45*(1+VLOOKUP($B45,'WEO Projections'!$B$51:$AH$68,AS$1,FALSE))","v":300.98733673812688},{"$f":"AS45*(1+VLOOKUP($B45,'WEO Projections'!$B$51:$AH$68,AT$1,FALSE))","v":296.69678641313811},{"$f":"AT45*(1+VLOOKUP($B45,'WEO Projections'!$B$51:$AH$68,AU$1,FALSE))","v":295.65317067936292},{"$f":"AU45*(1+VLOOKUP($B45,'WEO Projections'!$B$51:$AH$68,AV$1,FALSE))","v":294.60955494558777},{"$f":"AV45*(1+VLOOKUP($B45,'WEO Projections'!$B$51:$AH$68,AW$1,FALSE))","v":293.56593921181263},{"$f":"AW45*(1+VLOOKUP($B45,'WEO Projections'!$B$51:$AH$68,AX$1,FALSE))","v":292.52232347803755},{"$f":"AX45*(1+VLOOKUP($B45,'WEO Projections'!$B$51:$AH$68,AY$1,FALSE))","v":291.47870774426241},{"$f":"AY45*(1+VLOOKUP($B45,'WEO Projections'!$B$51:$AH$68,AZ$1,FALSE))","v":290.68789554810627},{"$f":"AZ45*(1+VLOOKUP($B45,'WEO Projections'!$B$51:$AH$68,BA$1,FALSE))","v":289.89708335195013},{"$f":"BA45*(1+VLOOKUP($B45,'WEO Projections'!$B$51:$AH$68,BB$1,FALSE))","v":289.1062711557941},{"$f":"BB45*(1+VLOOKUP($B45,'WEO Projections'!$B$51:$AH$68,BC$1,FALSE))","v":288.31545895963797},{"$f":"BC45*(1+VLOOKUP($B45,'WEO Projections'!$B$51:$AH$68,BD$1,FALSE))","v":287.52464676348183},null,382.35252873746145,331.44222693532009,305.27788706311566]
["Belgium",{"$f":"VLOOKUP(A46,'Country Parameters'!$B$4:$T$198,19,FALSE)","v":"OECD Europe"},"Belgium","Total","CO2 per kWh of electricity (gCO2 per kWh)",347.11099999999999,344.5385,334.26049999999998,348.82029999999997,368.17840000000001,360.98869999999999,341.49900000000002,312.83710000000002,320.19670000000002,283.34660000000002,290.51350000000002,276.93700000000001,271.99970000000002,277.75389999999999,271.53460000000001,275.47840000000002,263.31259999999997,249.428,249.6121,212.3321,219.71899999999999,195.94829999999999,212.018,{"$f":"AB46*(1+VLOOKUP($B46,'WEO Projections'!$B$51:$AH$68,AC$1,FALSE))","v":206.91366570030831},{"$f":"AC46*(1+VLOOKUP($B46,'WEO Projections'!$B$51:$AH$68,AD$1,FALSE))","v":201.8093314006166},{"$f":"AD46*(1+VLOOKUP($B46,'WEO Projections'!$B$51:$AH$68,AE$1,FALSE))","v":196.70499710092491},{"$f":"AE46*(1+VLOOKUP($B46,'WEO Projections'!$B$51:$AH$68,AF$1,FALSE))","v":192.85060091906419},{"$f":"AF46*(1+VLOOKUP($B46,'WEO Projections'!$B$51:$AH$68,AG$1,FALSE))","v":188.99620473720347},{"$f":"AG46*(1+VLOOKUP($B46,'WEO Projections'!$B$51:$AH$68,AH$1,FALSE))","v":185.14180855534275},{"$f":"AH46*(1+VLOOKUP($B46,'WEO Projections'!$B$51:$AH$68,AI$1,FALSE))","v":181.28741237348203},{"$f":"AI46*(1+VLOOKUP($B46,'WEO Projections'!$B$51:$AH$68,AJ$1,FALSE))","v":177.43301619162131},{"$f":"AJ46*(1+VLOOKUP($B46,'WEO Projections'!$B$51:$AH$68,AK$1,FALSE))","v":176.09203838473678},{"$f":"AK46*(1+VLOOKUP($B46,'WEO Projections'!$B$51:$AH$68,AL$1,FALSE))","v":174.75106057785226},{"$f":"AL46*(1+VLOOKUP($B46,'WEO Projections'!$B$51:$AH$68,AM$1,FALSE))","v":173.4100827709677},{"$f":"AM46*(1+VLOOKUP($B46,'WEO Projections'!$B$51:$AH$68,AN$1,FALSE))","v":172.06910496408315},{"$f":"AN46*(1+VLOOKUP($B46,'WEO Projections'!$B$51:$AH$68,AO$1,FALSE))","v":170.72812715719863},{"$f":"AO46*(1+VLOOKUP($B46,'WEO Projections'!$B$51:$AH$68,AP$1,FALSE))","v":168.8121434419638},{"$f":"AP46*(1+VLOOKUP($B46,'WEO Projections'!$B$51:$AH$68,AQ$1,FALSE))","v":166.896159726729},{"$f":"AQ46*(1+VLOOKUP($B46,'WEO Projections'!$B$51:$AH$68,AR$1,FALSE))","v":164.98017601149417},{"$f":"AR46*(1+VLOOKUP($B46,'WEO Projections'!$B$51:$AH$68,AS$1,FALSE))","v":163.06419229625936},{"$f":"AS46*(1+VLOOKUP($B46,'WEO Projections'!$B$51:$AH$68,AT$1,FALSE))","v":161.14820858102456},{"$f":"AT46*(1+VLOOKUP($B46,'WEO Projections'!$B$51:$AH$68,AU$1,FALSE))","v":158.84047725303088},{"$f":"AU46*(1+VLOOKUP($B46,'WEO Projections'!$B$51:$AH$68,AV$1,FALSE))","v":156.5327459250372},{"$f":"AV46*(1+VLOOKUP($B46,'WEO Projections'!$B$51:$AH$68,AW$1,FALSE))","v":154.22501459704355},{"$f":"AW46*(1+VLOOKUP($B46,'WEO Projections'!$B$51:$AH$68,AX$1,FALSE))","v":151.91728326904988},{"$f":"AX46*(1+VLOOKUP($B46,'WEO Projections'!$B$51:$AH$68,AY$1,FALSE))","v":149.60955194105622},{"$f":"AY46*(1+VLOOKUP($B46,'WEO Projections'!$B$51:$AH$68,AZ$1,FALSE))","v":149.03196858516867},{"$f":"AZ46*(1+VLOOKUP($B46,'WEO Projections'!$B$51:$AH$68,BA$1,FALSE))","v":148.45438522928112},{"$f":"BA46*(1+VLOOKUP($B46,'WEO Projections'!$B$51:$AH$68,BB$1,FALSE))","v":147.87680187339359},{"$f":"BB46*(1+VLOOKUP($B46,'WEO Projections'!$B$51:$AH$68,BC$1,FALSE))","v":147.29921851750603},{"$f":"BC46*(1+VLOOKUP($B46,'WEO Projections'!$B$51:$AH$68,BD$1,FALSE))","v":146.72163516161848},null,191.39212962232045,173.4100827709677,164.98017601149417]
["Benin",{"$f":"VLOOKUP(A47,'Country Parameters'!$B$4:$T$198,19,FALSE)","v":"Africa"},"Benin","Total","CO2 per kWh of electricity (gCO2 per kWh)",1200.2856999999999,1095.913,1131.4000000000001,1209.9614999999999,660.55769999999995,950.51520000000005,732.8723,795.77970000000005,678.35440000000006,658.79169999999999,601.33330000000001,954.81820000000005,1101.0952,751.67499999999995,740.03700000000003,709.4393,697.87009999999998,662.1318,678.952,719.34379999999999,719.66669999999999,716.93550000000005,720.69939999999997,{"$f":"AB47*(1+VLOOKUP($B47,'WEO Projections'!$B$51:$AH$68,AC$1,FALSE))","v":715.86688169420961},{"$f":"AC47*(1+VLOOKUP($B47,'WEO Projections'!$B$51:$AH$68,AD$1,FALSE))","v":711.03436338841937},{"$f":"AD47*(1+VLOOKUP($B47,'WEO Projections'!$B$51:$AH$68,AE$1,FALSE))","v":706.20184508262912},{"$f":"AE47*(1+VLOOKUP($B47,'WEO Projections'!$B$51:$AH$68,AF$1,FALSE))","v":693.1416093443836},{"$f":"AF47*(1+VLOOKUP($B47,'WEO Projections'!$B$51:$AH$68,AG$1,FALSE))","v":680.08137360613807},{"$f":"AG47*(1+VLOOKUP($B47,'WEO Projections'!$B$51:$AH$68,AH$1,FALSE))","v":667.02113786789232},{"$f":"AH47*(1+VLOOKUP($B47,'WEO Projections'!$B$51:$AH$68,AI$1,FALSE))","v":653.9609021296468},{"$f":"AI47*(1+VLOOKUP($B47,'WEO Projections'!$B$51:$AH$68,AJ$1,FALSE))","v":640.90066639140127},{"$f":"AJ47*(1+VLOOKUP($B47,'WEO Projections'!$B$51:$AH$68,AK$1,FALSE))","v":631.2896676296383},{"$f":"AK47*(1+VLOOKUP($B47,'WEO Projections'!$B$51:$AH$68,AL$1,FALSE))","v":621.67866886787533},{"$f":"AL47*(1+VLOOKUP($B47,'WEO Projections'!$B$51:$AH$68,AM$1,FALSE))","v":612.06767010611236},{"$f":"AM47*(1+VLOOKUP($B47,'WEO Projections'!$B$51:$AH$68,AN$1,FALSE))","v":602.4566713443495},{"$f":"AN47*(1+VLOOKUP($B47,'WEO Projections'!$B$51:$AH$68,AO$1,FALSE))","v":592.84567258258653},{"$f":"AO47*(1+VLOOKUP($B47,'WEO Projections'!$B$51:$AH$68,AP$1,FALSE))","v":582.93640698347451},{"$f":"AP47*(1+VLOOKUP($B47,'WEO Projections'!$B$51:$AH$68,AQ$1,FALSE))","v":573.02714138436249},{"$f":"AQ47*(1+VLOOKUP($B47,'WEO Projections'!$B$51:$AH$68,AR$1,FALSE))","v":563.11787578525048},{"$f":"AR47*(1+VLOOKUP($B47,'WEO Projections'!$B$51:$AH$68,AS$1,FALSE))","v":553.20861018613846},{"$f":"AS47*(1+VLOOKUP($B47,'WEO Projections'!$B$51:$AH$68,AT$1,FALSE))","v":543.29934458702644},{"$f":"AT47*(1+VLOOKUP($B47,'WEO Projections'!$B$51:$AH$68,AU$1,FALSE))","v":537.11145645851138},{"$f":"AU47*(1+VLOOKUP($B47,'WEO Projections'!$B$51:$AH$68,AV$1,FALSE))","v":530.92356832999633},{"$f":"AV47*(1+VLOOKUP($B47,'WEO Projections'!$B$51:$AH$68,AW$1,FALSE))","v":524.73568020148127},{"$f":"AW47*(1+VLOOKUP($B47,'WEO Projections'!$B$51:$AH$68,AX$1,FALSE))","v":518.54779207296633},{"$f":"AX47*(1+VLOOKUP($B47,'WEO Projections'!$B$51:$AH$68,AY$1,FALSE))","v":512.35990394445128},{"$f":"AY47*(1+VLOOKUP($B47,'WEO Projections'!$B$51:$AH$68,AZ$1,FALSE))","v":507.04717979944189},{"$f":"AZ47*(1+VLOOKUP($B47,'WEO Projections'!$B$51:$AH$68,BA$1,FALSE))","v":501.73445565443257},{"$f":"BA47*(1+VLOOKUP($B47,'WEO Projections'!$B$51:$AH$68,BB$1,FALSE))","v":496.42173150942313},{"$f":"BB47*(1+VLOOKUP($B47,'WEO Projections'!$B$51:$AH$68,BC$1,FALSE))","v":491.10900736441374},{"$f":"BC47*(1+VLOOKUP($B47,'WEO Projections'!$B$51:$AH$68,BD$1,FALSE))","v":485.79628321940442},null,683.52609743809001,612.06767010611236,563.11787578525048]
["Bolivia",{"$f":"VLOOKUP(A48,'Country Parameters'!$B$4:$T$198,19,FALSE)","v":"Latin America"},"Bolivia","Total","CO2 per kWh of electricity (gCO2 per kWh)",307.54969999999997,276.4117,345.18079999999998,287.822,363.41890000000001,400.3442,324.70229999999998,364.22809999999998,394.61860000000001,265.29629999999997,313.77809999999999,254.63740000000001,258.84969999999998,318.45909999999998,295.16180000000003,329.35559999999998,326.23910000000001,334.22460000000001,374.97199999999998,393.17660000000001,418.82220000000001,433.4991,426.27800000000002,{"$f":"AB48*(1+VLOOKUP($B48,'WEO Projections'!$B$51:$AH$68,AC$1,FALSE))","v":422.11409223474391},{"$f":"AC48*(1+VLOOKUP($B48,'WEO Projections'!$B$51:$AH$68,AD$1,FALSE))","v":417.95018446948785},{"$f":"AD48*(1+VLOOKUP($B48,'WEO Projections'!$B$51:$AH$68,AE$1,FALSE))","v":413.78627670423174},{"$f":"AE48*(1+VLOOKUP($B48,'WEO Projections'!$B$51:$AH$68,AF$1,FALSE))","v":406.58233305562794},{"$f":"AF48*(1+VLOOKUP($B48,'WEO Projections'!$B$51:$AH$68,AG$1,FALSE))","v":399.37838940702409},{"$f":"AG48*(1+VLOOKUP($B48,'WEO Projections'!$B$51:$AH$68,AH$1,FALSE))","v":392.17444575842029},{"$f":"AH48*(1+VLOOKUP($B48,'WEO Projections'!$B$51:$AH$68,AI$1,FALSE))","v":384.97050210981644},{"$f":"AI48*(1+VLOOKUP($B48,'WEO Projections'!$B$51:$AH$68,AJ$1,FALSE))","v":377.76655846121264},{"$f":"AJ48*(1+VLOOKUP($B48,'WEO Projections'!$B$51:$AH$68,AK$1,FALSE))","v":375.41104843992969},{"$f":"AK48*(1+VLOOKUP($B48,'WEO Projections'!$B$51:$AH$68,AL$1,FALSE))","v":373.05553841864679},{"$f":"AL48*(1+VLOOKUP($B48,'WEO Projections'!$B$51:$AH$68,AM$1,FALSE))","v":370.70002839736389},{"$f":"AM48*(1+VLOOKUP($B48,'WEO Projections'!$B$51:$AH$68,AN$1,FALSE))","v":368.344518376081},{"$f":"AN48*(1+VLOOKUP($B48,'WEO Projections'!$B$51:$AH$68,AO$1,FALSE))","v":365.9890083547981},{"$f":"AO48*(1+VLOOKUP($B48,'WEO Projections'!$B$51:$AH$68,AP$1,FALSE))","v":364.18789540984841},{"$f":"AP48*(1+VLOOKUP($B48,'WEO Projections'!$B$51:$AH$68,AQ$1,FALSE))","v":362.38678246489866},{"$f":"AQ48*(1+VLOOKUP($B48,'WEO Projections'!$B$51:$AH$68,AR$1,FALSE))","v":360.58566951994896},{"$f":"AR48*(1+VLOOKUP($B48,'WEO Projections'!$B$51:$AH$68,AS$1,FALSE))","v":358.78455657499921},{"$f":"AS48*(1+VLOOKUP($B48,'WEO Projections'!$B$51:$AH$68,AT$1,FALSE))","v":356.98344363004952},{"$f":"AT48*(1+VLOOKUP($B48,'WEO Projections'!$B$51:$AH$68,AU$1,FALSE))","v":359.11844982929284},{"$f":"AU48*(1+VLOOKUP($B48,'WEO Projections'!$B$51:$AH$68,AV$1,FALSE))","v":361.25345602853616},{"$f":"AV48*(1+VLOOKUP($B48,'WEO Projections'!$B$51:$AH$68,AW$1,FALSE))","v":363.38846222777954},{"$f":"AW48*(1+VLOOKUP($B48,'WEO Projections'!$B$51:$AH$68,AX$1,FALSE))","v":365.52346842702286},{"$f":"AX48*(1+VLOOKUP($B48,'WEO Projections'!$B$51:$AH$68,AY$1,FALSE))","v":367.65847462626618},{"$f":"AY48*(1+VLOOKUP($B48,'WEO Projections'!$B$51:$AH$68,AZ$1,FALSE))","v":369.11401993562964},{"$f":"AZ48*(1+VLOOKUP($B48,'WEO Projections'!$B$51:$AH$68,BA$1,FALSE))","v":370.56956524499304},{"$f":"BA48*(1+VLOOKUP($B48,'WEO Projections'!$B$51:$AH$68,BB$1,FALSE))","v":372.02511055435656},{"$f":"BB48*(1+VLOOKUP($B48,'WEO Projections'!$B$51:$AH$68,BC$1,FALSE))","v":373.48065586371996},{"$f":"BC48*(1+VLOOKUP($B48,'WEO Projections'!$B$51:$AH$68,BD$1,FALSE))","v":374.93620117308342},null,401.84034777507071,370.70002839736389,360.58566951994896]
["Bosnia and Herzegovina",{"$f":"VLOOKUP(A49,'Country Parameters'!$B$4:$T$198,19,FALSE)","v":"Eastern Europe & Eurasia"},"Bosnia and Herzegovina","Total","CO2 per kWh of electricity (gCO2 per kWh)",712.67060000000004,612.87720000000002,1035.9786999999999,1764.2936999999999,158.7116,176.4974,251.07409999999999,638.13620000000003,840.81920000000002,739.75260000000003,823.80539999999996,792.88139999999999,854.73699999999997,882.98500000000001,771.61360000000002,797.34069999999997,851.85659999999996,1007.1041,829.93970000000002,805.21450000000004,722.6078,974.21590000000003,973.81259999999997,{"$f":"AB49*(1+VLOOKUP($B49,'WEO Projections'!$B$51:$AH$68,AC$1,FALSE))","v":950.73124403363158},{"$f":"AC49*(1+VLOOKUP($B49,'WEO Projections'!$B$51:$AH$68,AD$1,FALSE))","v":927.6498880672633},{"$f":"AD49*(1+VLOOKUP($B49,'WEO Projections'!$B$51:$AH$68,AE$1,FALSE))","v":904.56853210089491},{"$f":"AE49*(1+VLOOKUP($B49,'WEO Projections'!$B$51:$AH$68,AF$1,FALSE))","v":884.63573835683587},{"$f":"AF49*(1+VLOOKUP($B49,'WEO Projections'!$B$51:$AH$68,AG$1,FALSE))","v":864.70294461277672},{"$f":"AG49*(1+VLOOKUP($B49,'WEO Projections'!$B$51:$AH$68,AH$1,FALSE))","v":844.77015086871768},{"$f":"AH49*(1+VLOOKUP($B49,'WEO Projections'!$B$51:$AH$68,AI$1,FALSE))","v":824.83735712465852},{"$f":"AI49*(1+VLOOKUP($B49,'WEO Projections'!$B$51:$AH$68,AJ$1,FALSE))","v":804.90456338059948},{"$f":"AJ49*(1+VLOOKUP($B49,'WEO Projections'!$B$51:$AH$68,AK$1,FALSE))","v":789.67986707149066},{"$f":"AK49*(1+VLOOKUP($B49,'WEO Projections'!$B$51:$AH$68,AL$1,FALSE))","v":774.45517076238195},{"$f":"AL49*(1+VLOOKUP($B49,'WEO Projections'!$B$51:$AH$68,AM$1,FALSE))","v":759.23047445327336},{"$f":"AM49*(1+VLOOKUP($B49,'WEO Projections'!$B$51:$AH$68,AN$1,FALSE))","v":744.00577814416465},{"$f":"AN49*(1+VLOOKUP($B49,'WEO Projections'!$B$51:$AH$68,AO$1,FALSE))","v":728.78108183505594},{"$f":"AO49*(1+VLOOKUP($B49,'WEO Projections'!$B$51:$AH$68,AP$1,FALSE))","v":718.95277302532008},{"$f":"AP49*(1+VLOOKUP($B49,'WEO Projections'!$B$51:$AH$68,AQ$1,FALSE))","v":709.12446421558423},{"$f":"AQ49*(1+VLOOKUP($B49,'WEO Projections'!$B$51:$AH$68,AR$1,FALSE))","v":699.29615540584848},{"$f":"AR49*(1+VLOOKUP($B49,'WEO Projections'!$B$51:$AH$68,AS$1,FALSE))","v":689.46784659611262},{"$f":"AS49*(1+VLOOKUP($B49,'WEO Projections'!$B$51:$AH$68,AT$1,FALSE))","v":679.63953778637676},{"$f":"AT49*(1+VLOOKUP($B49,'WEO Projections'!$B$51:$AH$68,AU$1,FALSE))","v":677.24894055913921},{"$f":"AU49*(1+VLOOKUP($B49,'WEO Projections'!$B$51:$AH$68,AV$1,FALSE))","v":674.85834333190178},{"$f":"AV49*(1+VLOOKUP($B49,'WEO Projections'!$B$51:$AH$68,AW$1,FALSE))","v":672.46774610466423},{"$f":"AW49*(1+VLOOKUP($B49,'WEO Projections'!$B$51:$AH$68,AX$1,FALSE))","v":670.07714887742679},{"$f":"AX49*(1+VLOOKUP($B49,'WEO Projections'!$B$51:$AH$68,AY$1,FALSE))","v":667.68655165018924},{"$f":"AY49*(1+VLOOKUP($B49,'WEO Projections'!$B$51:$AH$68,AZ$1,FALSE))","v":665.87504825654287},{"$f":"AZ49*(1+VLOOKUP($B49,'WEO Projections'!$B$51:$AH$68,BA$1,FALSE))","v":664.06354486289649},{"$f":"BA49*(1+VLOOKUP($B49,'WEO Projections'!$B$51:$AH$68,BB$1,FALSE))","v":662.25204146925023},{"$f":"BB49*(1+VLOOKUP($B49,'WEO Projections'!$B$51:$AH$68,BC$1,FALSE))","v":660.44053807560385},{"$f":"BC49*(1+VLOOKUP($B49,'WEO Projections'!$B$51:$AH$68,BD$1,FALSE))","v":658.62903468195748},null,875.8500523181724,759.23047445327325,699.29615540584848]
["Botswana",{"$f":"VLOOKUP(A50,'Country Parameters'!$B$4:$T$198,19,FALSE)","v":"Africa"},"Botswana","Total","CO2 per kWh of electricity (gCO2 per kWh)",1648.8874000000001,1471.3924999999999,1437.3621000000001,1433.1094000000001,1496.8125,1647.7944,1698.2708,1792.6649,1143.3963000000001,1442.8536999999999,1718.6261999999999,1207.5762,1434.1228000000001,1859.4254000000001,2008.5743,1896.9930999999999,1272.5524,1272.9879000000001,1481.4347,1483.0821000000001,1480.3534,1481.7826,1478.836,{"$f":"AB50*(1+VLOOKUP($B50,'WEO Projections'!$B$51:$AH$68,AC$1,FALSE))","v":1468.9199350757588},{"$f":"AC50*(1+VLOOKUP($B50,'WEO Projections'!$B$51:$AH$68,AD$1,FALSE))","v":1459.0038701515177},{"$f":"AD50*(1+VLOOKUP($B50,'WEO Projections'!$B$51:$AH$68,AE$1,FALSE))","v":1449.0878052272765},{"$f":"AE50*(1+VLOOKUP($B50,'WEO Projections'!$B$51:$AH$68,AF$1,FALSE))","v":1422.2889112942385},{"$f":"AF50*(1+VLOOKUP($B50,'WEO Projections'!$B$51:$AH$68,AG$1,FALSE))","v":1395.4900173612007},{"$f":"AG50*(1+VLOOKUP($B50,'WEO Projections'!$B$51:$AH$68,AH$1,FALSE))","v":1368.6911234281624},{"$f":"AH50*(1+VLOOKUP($B50,'WEO Projections'!$B$51:$AH$68,AI$1,FALSE))","v":1341.8922294951244},{"$f":"AI50*(1+VLOOKUP($B50,'WEO Projections'!$B$51:$AH$68,AJ$1,FALSE))","v":1315.0933355620864},{"$f":"AJ50*(1+VLOOKUP($B50,'WEO Projections'!$B$51:$AH$68,AK$1,FALSE))","v":1295.3720884445636},{"$f":"AK50*(1+VLOOKUP($B50,'WEO Projections'!$B$51:$AH$68,AL$1,FALSE))","v":1275.6508413270408},{"$f":"AL50*(1+VLOOKUP($B50,'WEO Projections'!$B$51:$AH$68,AM$1,FALSE))","v":1255.9295942095177},{"$f":"AM50*(1+VLOOKUP($B50,'WEO Projections'!$B$51:$AH$68,AN$1,FALSE))","v":1236.2083470919949},{"$f":"AN50*(1+VLOOKUP($B50,'WEO Projections'!$B$51:$AH$68,AO$1,FALSE))","v":1216.4870999744721},{"$f":"AO50*(1+VLOOKUP($B50,'WEO Projections'!$B$51:$AH$68,AP$1,FALSE))","v":1196.1538255170099},{"$f":"AP50*(1+VLOOKUP($B50,'WEO Projections'!$B$51:$AH$68,AQ$1,FALSE))","v":1175.8205510595476},{"$f":"AQ50*(1+VLOOKUP($B50,'WEO Projections'!$B$51:$AH$68,AR$1,FALSE))","v":1155.4872766020853},{"$f":"AR50*(1+VLOOKUP($B50,'WEO Projections'!$B$51:$AH$68,AS$1,FALSE))","v":1135.1540021446231},{"$f":"AS50*(1+VLOOKUP($B50,'WEO Projections'!$B$51:$AH$68,AT$1,FALSE))","v":1114.8207276871608},{"$f":"AT50*(1+VLOOKUP($B50,'WEO Projections'!$B$51:$AH$68,AU$1,FALSE))","v":1102.1235175487582},{"$f":"AU50*(1+VLOOKUP($B50,'WEO Projections'!$B$51:$AH$68,AV$1,FALSE))","v":1089.4263074103555},{"$f":"AV50*(1+VLOOKUP($B50,'WEO Projections'!$B$51:$AH$68,AW$1,FALSE))","v":1076.7290972719529},{"$f":"AW50*(1+VLOOKUP($B50,'WEO Projections'!$B$51:$AH$68,AX$1,FALSE))","v":1064.0318871335505},{"$f":"AX50*(1+VLOOKUP($B50,'WEO Projections'!$B$51:$AH$68,AY$1,FALSE))","v":1051.3346769951479},{"$f":"AY50*(1+VLOOKUP($B50,'WEO Projections'!$B$51:$AH$68,AZ$1,FALSE))","v":1040.4332557872087},{"$f":"AZ50*(1+VLOOKUP($B50,'WEO Projections'!$B$51:$AH$68,BA$1,FALSE))","v":1029.5318345792696},{"$f":"BA50*(1+VLOOKUP($B50,'WEO Projections'!$B$51:$AH$68,BB$1,FALSE))","v":1018.6304133713302},{"$f":"BB50*(1+VLOOKUP($B50,'WEO Projections'!$B$51:$AH$68,BC$1,FALSE))","v":1007.7289921633909},{"$f":"BC50*(1+VLOOKUP($B50,'WEO Projections'!$B$51:$AH$68,BD$1,FALSE))","v":996.82757095545173},null,1402.5584034494204,1255.9295942095177,1155.4872766020853]
["Brazil","Brazil","Brazil","Total","CO2 per kWh of electricity (gCO2 per kWh)",55.150100000000002,57.700099999999999,60.9908,55.408499999999997,51.171999999999997,55.303199999999997,57.113199999999999,62.244700000000002,62.257599999999996,82.422399999999996,88.199200000000005,105.2885,85.567400000000006,78.428600000000003,85.394400000000005,84.274600000000007,81.4345,72.705100000000002,90.230999999999995,64.338700000000003,86.462199999999996,67.890799999999999,98.173900000000003,{"$f":"AB51*(1+VLOOKUP($B51,'WEO Projections'!$B$51:$AH$68,AC$1,FALSE))","v":102.3032817655849},{"$f":"AC51*(1+VLOOKUP($B51,'WEO Projections'!$B$51:$AH$68,AD$1,FALSE))","v":106.43266353116982},{"$f":"AD51*(1+VLOOKUP($B51,'WEO Projections'!$B$51:$AH$68,AE$1,FALSE))","v":110.56204529675472},{"$f":"AE51*(1+VLOOKUP($B51,'WEO Projections'!$B$51:$AH$68,AF$1,FALSE))","v":111.04499153313152},{"$f":"AF51*(1+VLOOKUP($B51,'WEO Projections'!$B$51:$AH$68,AG$1,FALSE))","v":111.52793776950836},{"$f":"AG51*(1+VLOOKUP($B51,'WEO Projections'!$B$51:$AH$68,AH$1,FALSE))","v":112.01088400588515},{"$f":"AH51*(1+VLOOKUP($B51,'WEO Projections'!$B$51:$AH$68,AI$1,FALSE))","v":112.49383024226196},{"$f":"AI51*(1+VLOOKUP($B51,'WEO Projections'!$B$51:$AH$68,AJ$1,FALSE))","v":112.97677647863877},{"$f":"AJ51*(1+VLOOKUP($B51,'WEO Projections'!$B$51:$AH$68,AK$1,FALSE))","v":115.4337378880106},{"$f":"AK51*(1+VLOOKUP($B51,'WEO Projections'!$B$51:$AH$68,AL$1,FALSE))","v":117.89069929738247},{"$f":"AL51*(1+VLOOKUP($B51,'WEO Projections'!$B$51:$AH$68,AM$1,FALSE))","v":120.34766070675431},{"$f":"AM51*(1+VLOOKUP($B51,'WEO Projections'!$B$51:$AH$68,AN$1,FALSE))","v":122.80462211612617},{"$f":"AN51*(1+VLOOKUP($B51,'WEO Projections'!$B$51:$AH$68,AO$1,FALSE))","v":125.261583525498},{"$f":"AO51*(1+VLOOKUP($B51,'WEO Projections'!$B$51:$AH$68,AP$1,FALSE))","v":126.53894492803951},{"$f":"AP51*(1+VLOOKUP($B51,'WEO Projections'!$B$51:$AH$68,AQ$1,FALSE))","v":127.81630633058104},{"$f":"AQ51*(1+VLOOKUP($B51,'WEO Projections'!$B$51:$AH$68,AR$1,FALSE))","v":129.09366773312257},{"$f":"AR51*(1+VLOOKUP($B51,'WEO Projections'!$B$51:$AH$68,AS$1,FALSE))","v":130.37102913566412},{"$f":"AS51*(1+VLOOKUP($B51,'WEO Projections'!$B$51:$AH$68,AT$1,FALSE))","v":131.64839053820563},{"$f":"AT51*(1+VLOOKUP($B51,'WEO Projections'!$B$51:$AH$68,AU$1,FALSE))","v":134.25965543749192},{"$f":"AU51*(1+VLOOKUP($B51,'WEO Projections'!$B$51:$AH$68,AV$1,FALSE))","v":136.87092033677823},{"$f":"AV51*(1+VLOOKUP($B51,'WEO Projections'!$B$51:$AH$68,AW$1,FALSE))","v":139.48218523606448},{"$f":"AW51*(1+VLOOKUP($B51,'WEO Projections'!$B$51:$AH$68,AX$1,FALSE))","v":142.09345013535076},{"$f":"AX51*(1+VLOOKUP($B51,'WEO Projections'!$B$51:$AH$68,AY$1,FALSE))","v":144.70471503463708},{"$f":"AY51*(1+VLOOKUP($B51,'WEO Projections'!$B$51:$AH$68,AZ$1,FALSE))","v":146.61287542488992},{"$f":"AZ51*(1+VLOOKUP($B51,'WEO Projections'!$B$51:$AH$68,BA$1,FALSE))","v":148.5210358151428},{"$f":"BA51*(1+VLOOKUP($B51,'WEO Projections'!$B$51:$AH$68,BB$1,FALSE))","v":150.42919620539567},{"$f":"BB51*(1+VLOOKUP($B51,'WEO Projections'!$B$51:$AH$68,BC$1,FALSE))","v":152.33735659564854},{"$f":"BC51*(1+VLOOKUP($B51,'WEO Projections'!$B$51:$AH$68,BD$1,FALSE))","v":154.24551698590142},null,109.9190513278669,120.3476607067543,129.09366773312257]
["Brunei Darussalam",{"$f":"VLOOKUP(A52,'Country Parameters'!$B$4:$T$198,19,FALSE)","v":"Non-OECD Asia"},"Brunei Darussalam","Total","CO2 per kWh of electricity (gCO2 per kWh)",923.58789999999999,915.00789999999995,914.5729,932.5575,981.99220000000003,880.25689999999997,854.40650000000005,855.46609999999998,865.25279999999998,831.14009999999996,794.98230000000001,798.92359999999996,818.11739999999998,821.18830000000003,820.38170000000002,800.27110000000005,839.26319999999998,739.12810000000002,790.74440000000004,788.69320000000005,730.07749999999999,716.74519999999995,722.66690000000006,{"$f":"AB52*(1+VLOOKUP($B52,'WEO Projections'!$B$51:$AH$68,AC$1,FALSE))","v":707.72799154690415},{"$f":"AC52*(1+VLOOKUP($B52,'WEO Projections'!$B$51:$AH$68,AD$1,FALSE))","v":692.78908309380813},{"$f":"AD52*(1+VLOOKUP($B52,'WEO Projections'!$B$51:$AH$68,AE$1,FALSE))","v":677.85017464071223},{"$f":"AE52*(1+VLOOKUP($B52,'WEO Projections'!$B$51:$AH$68,AF$1,FALSE))","v":668.12449067518367},{"$f":"AF52*(1+VLOOKUP($B52,'WEO Projections'!$B$51:$AH$68,AG$1,FALSE))","v":658.39880670965522},{"$f":"AG52*(1+VLOOKUP($B52,'WEO Projections'!$B$51:$AH$68,AH$1,FALSE))","v":648.67312274412666},{"$f":"AH52*(1+VLOOKUP($B52,'WEO Projections'!$B$51:$AH$68,AI$1,FALSE))","v":638.94743877859821},{"$f":"AI52*(1+VLOOKUP($B52,'WEO Projections'!$B$51:$AH$68,AJ$1,FALSE))","v":629.22175481306965},{"$f":"AJ52*(1+VLOOKUP($B52,'WEO Projections'!$B$51:$AH$68,AK$1,FALSE))","v":623.99376657445475},{"$f":"AK52*(1+VLOOKUP($B52,'WEO Projections'!$B$51:$AH$68,AL$1,FALSE))","v":618.76577833583997},{"$f":"AL52*(1+VLOOKUP($B52,'WEO Projections'!$B$51:$AH$68,AM$1,FALSE))","v":613.53779009722507},{"$f":"AM52*(1+VLOOKUP($B52,'WEO Projections'!$B$51:$AH$68,AN$1,FALSE))","v":608.30980185861029},{"$f":"AN52*(1+VLOOKUP($B52,'WEO Projections'!$B$51:$AH$68,AO$1,FALSE))","v":603.08181361999539},{"$f":"AO52*(1+VLOOKUP($B52,'WEO Projections'!$B$51:$AH$68,AP$1,FALSE))","v":601.90680542552775},{"$f":"AP52*(1+VLOOKUP($B52,'WEO Projections'!$B$51:$AH$68,AQ$1,FALSE))","v":600.73179723106011},{"$f":"AQ52*(1+VLOOKUP($B52,'WEO Projections'!$B$51:$AH$68,AR$1,FALSE))","v":599.55678903659248},{"$f":"AR52*(1+VLOOKUP($B52,'WEO Projections'!$B$51:$AH$68,AS$1,FALSE))","v":598.38178084212473},{"$f":"AS52*(1+VLOOKUP($B52,'WEO Projections'!$B$51:$AH$68,AT$1,FALSE))","v":597.20677264765709},{"$f":"AT52*(1+VLOOKUP($B52,'WEO Projections'!$B$51:$AH$68,AU$1,FALSE))","v":596.52605515543621},{"$f":"AU52*(1+VLOOKUP($B52,'WEO Projections'!$B$51:$AH$68,AV$1,FALSE))","v":595.84533766321533},{"$f":"AV52*(1+VLOOKUP($B52,'WEO Projections'!$B$51:$AH$68,AW$1,FALSE))","v":595.16462017099434},{"$f":"AW52*(1+VLOOKUP($B52,'WEO Projections'!$B$51:$AH$68,AX$1,FALSE))","v":594.48390267877335},{"$f":"AX52*(1+VLOOKUP($B52,'WEO Projections'!$B$51:$AH$68,AY$1,FALSE))","v":593.80318518655247},{"$f":"AY52*(1+VLOOKUP($B52,'WEO Projections'!$B$51:$AH$68,AZ$1,FALSE))","v":593.8094665478327},{"$f":"AZ52*(1+VLOOKUP($B52,'WEO Projections'!$B$51:$AH$68,BA$1,FALSE))","v":593.81574790911293},{"$f":"BA52*(1+VLOOKUP($B52,'WEO Projections'!$B$51:$AH$68,BB$1,FALSE))","v":593.82202927039327},{"$f":"BB52*(1+VLOOKUP($B52,'WEO Projections'!$B$51:$AH$68,BC$1,FALSE))","v":593.8283106316735},{"$f":"BC52*(1+VLOOKUP($B52,'WEO Projections'!$B$51:$AH$68,BD$1,FALSE))","v":593.83459199295373},null,665.21660787525718,613.53779009722507,599.55678903659248]
["Bulgaria",{"$f":"VLOOKUP(A53,'Country Parameters'!$B$4:$T$198,19,FALSE)","v":"Eastern Europe & Eurasia"},"Bulgaria","Total","CO2 per kWh of electricity (gCO2 per kWh)",760.9796,632.32209999999998,715.30799999999999,687.77539999999999,627.19029999999998,582.02440000000001,552.90989999999999,544.13829999999996,552.65170000000001,509.31939999999997,477.9966,518.58669999999995,476.59359999999998,531.54160000000002,537.90099999999995,505.7679,493.30020000000002,596.93610000000001,559.69129999999996,533.94150000000002,538.68079999999998,590.05100000000004,531.69439999999997,{"$f":"AB53*(1+VLOOKUP($B53,'WEO Projections'!$B$51:$AH$68,AC$1,FALSE))","v":519.09215218381371},{"$f":"AC53*(1+VLOOKUP($B53,'WEO Projections'!$B$51:$AH$68,AD$1,FALSE))","v":506.4899043676275},{"$f":"AD53*(1+VLOOKUP($B53,'WEO Projections'!$B$51:$AH$68,AE$1,FALSE))","v":493.88765655144124},{"$f":"AE53*(1+VLOOKUP($B53,'WEO Projections'!$B$51:$AH$68,AF$1,FALSE))","v":483.00450017199898},{"$f":"AF53*(1+VLOOKUP($B53,'WEO Projections'!$B$51:$AH$68,AG$1,FALSE))","v":472.12134379255673},{"$f":"AG53*(1+VLOOKUP($B53,'WEO Projections'!$B$51:$AH$68,AH$1,FALSE))","v":461.23818741311453},{"$f":"AH53*(1+VLOOKUP($B53,'WEO Projections'!$B$51:$AH$68,AI$1,FALSE))","v":450.35503103367222},{"$f":"AI53*(1+VLOOKUP($B53,'WEO Projections'!$B$51:$AH$68,AJ$1,FALSE))","v":439.47187465422996},{"$f":"AJ53*(1+VLOOKUP($B53,'WEO Projections'!$B$51:$AH$68,AK$1,FALSE))","v":431.15930427954618},{"$f":"AK53*(1+VLOOKUP($B53,'WEO Projections'!$B$51:$AH$68,AL$1,FALSE))","v":422.84673390486239},{"$f":"AL53*(1+VLOOKUP($B53,'WEO Projections'!$B$51:$AH$68,AM$1,FALSE))","v":414.53416353017866},{"$f":"AM53*(1+VLOOKUP($B53,'WEO Projections'!$B$51:$AH$68,AN$1,FALSE))","v":406.22159315549487},{"$f":"AN53*(1+VLOOKUP($B53,'WEO Projections'!$B$51:$AH$68,AO$1,FALSE))","v":397.90902278081109},{"$f":"AO53*(1+VLOOKUP($B53,'WEO Projections'!$B$51:$AH$68,AP$1,FALSE))","v":392.54283964084431},{"$f":"AP53*(1+VLOOKUP($B53,'WEO Projections'!$B$51:$AH$68,AQ$1,FALSE))","v":387.17665650087747},{"$f":"AQ53*(1+VLOOKUP($B53,'WEO Projections'!$B$51:$AH$68,AR$1,FALSE))","v":381.81047336091075},{"$f":"AR53*(1+VLOOKUP($B53,'WEO Projections'!$B$51:$AH$68,AS$1,FALSE))","v":376.44429022094391},{"$f":"AS53*(1+VLOOKUP($B53,'WEO Projections'!$B$51:$AH$68,AT$1,FALSE))","v":371.07810708097713},{"$f":"AT53*(1+VLOOKUP($B53,'WEO Projections'!$B$51:$AH$68,AU$1,FALSE))","v":369.77285886548088},{"$f":"AU53*(1+VLOOKUP($B53,'WEO Projections'!$B$51:$AH$68,AV$1,FALSE))","v":368.46761064998469},{"$f":"AV53*(1+VLOOKUP($B53,'WEO Projections'!$B$51:$AH$68,AW$1,FALSE))","v":367.16236243448844},{"$f":"AW53*(1+VLOOKUP($B53,'WEO Projections'!$B$51:$AH$68,AX$1,FALSE))","v":365.85711421899231},{"$f":"AX53*(1+VLOOKUP($B53,'WEO Projections'!$B$51:$AH$68,AY$1,FALSE))","v":364.55186600349612},{"$f":"AY53*(1+VLOOKUP($B53,'WEO Projections'!$B$51:$AH$68,AZ$1,FALSE))","v":363.56279869220566},{"$f":"AZ53*(1+VLOOKUP($B53,'WEO Projections'!$B$51:$AH$68,BA$1,FALSE))","v":362.57373138091521},{"$f":"BA53*(1+VLOOKUP($B53,'WEO Projections'!$B$51:$AH$68,BB$1,FALSE))","v":361.58466406962481},{"$f":"BB53*(1+VLOOKUP($B53,'WEO Projections'!$B$51:$AH$68,BC$1,FALSE))","v":360.59559675833435},{"$f":"BC53*(1+VLOOKUP($B53,'WEO Projections'!$B$51:$AH$68,BD$1,FALSE))","v":359.6065294470439},null,478.20758127105688,414.53416353017866,381.81047336091069]
["Cambodia",{"$f":"VLOOKUP(A54,'Country Parameters'!$B$4:$T$198,19,FALSE)","v":"Non-OECD Asia"},"Cambodia","Total","CO2 per kWh of electricity (gCO2 per kWh)","..","..","..","..","..",804.67679999999996,797.99599999999998,811.51260000000002,815.3931,838.04459999999995,834.47540000000004,828.14340000000004,798.33789999999999,787.48749999999995,805.69039999999995,793.03110000000004,796.56719999999996,805.12689999999998,820.44219999999996,816.14329999999995,803.75250000000005,792.68470000000002,528.95960000000002,{"$f":"AB54*(1+VLOOKUP($B54,'WEO Projections'!$B$51:$AH$68,AC$1,FALSE))","v":518.02499231313038},{"$f":"AC54*(1+VLOOKUP($B54,'WEO Projections'!$B$51:$AH$68,AD$1,FALSE))","v":507.09038462626069},{"$f":"AD54*(1+VLOOKUP($B54,'WEO Projections'!$B$51:$AH$68,AE$1,FALSE))","v":496.1557769393911},{"$f":"AE54*(1+VLOOKUP($B54,'WEO Projections'!$B$51:$AH$68,AF$1,FALSE))","v":489.03701461593005},{"$f":"AF54*(1+VLOOKUP($B54,'WEO Projections'!$B$51:$AH$68,AG$1,FALSE))","v":481.91825229246911},{"$f":"AG54*(1+VLOOKUP($B54,'WEO Projections'!$B$51:$AH$68,AH$1,FALSE))","v":474.79948996900811},{"$f":"AH54*(1+VLOOKUP($B54,'WEO Projections'!$B$51:$AH$68,AI$1,FALSE))","v":467.68072764554711},{"$f":"AI54*(1+VLOOKUP($B54,'WEO Projections'!$B$51:$AH$68,AJ$1,FALSE))","v":460.56196532208605},{"$f":"AJ54*(1+VLOOKUP($B54,'WEO Projections'!$B$51:$AH$68,AK$1,FALSE))","v":456.73531355831705},{"$f":"AK54*(1+VLOOKUP($B54,'WEO Projections'!$B$51:$AH$68,AL$1,FALSE))","v":452.90866179454815},{"$f":"AL54*(1+VLOOKUP($B54,'WEO Projections'!$B$51:$AH$68,AM$1,FALSE))","v":449.0820100307792},{"$f":"AM54*(1+VLOOKUP($B54,'WEO Projections'!$B$51:$AH$68,AN$1,FALSE))","v":445.25535826701031},{"$f":"AN54*(1+VLOOKUP($B54,'WEO Projections'!$B$51:$AH$68,AO$1,FALSE))","v":441.42870650324136},{"$f":"AO54*(1+VLOOKUP($B54,'WEO Projections'!$B$51:$AH$68,AP$1,FALSE))","v":440.56865346284019},{"$f":"AP54*(1+VLOOKUP($B54,'WEO Projections'!$B$51:$AH$68,AQ$1,FALSE))","v":439.70860042243891},{"$f":"AQ54*(1+VLOOKUP($B54,'WEO Projections'!$B$51:$AH$68,AR$1,FALSE))","v":438.84854738203774},{"$f":"AR54*(1+VLOOKUP($B54,'WEO Projections'!$B$51:$AH$68,AS$1,FALSE))","v":437.98849434163645},{"$f":"AS54*(1+VLOOKUP($B54,'WEO Projections'!$B$51:$AH$68,AT$1,FALSE))","v":437.12844130123528},{"$f":"AT54*(1+VLOOKUP($B54,'WEO Projections'!$B$51:$AH$68,AU$1,FALSE))","v":436.63018677705799},{"$f":"AU54*(1+VLOOKUP($B54,'WEO Projections'!$B$51:$AH$68,AV$1,FALSE))","v":436.13193225288069},{"$f":"AV54*(1+VLOOKUP($B54,'WEO Projections'!$B$51:$AH$68,AW$1,FALSE))","v":435.63367772870328},{"$f":"AW54*(1+VLOOKUP($B54,'WEO Projections'!$B$51:$AH$68,AX$1,FALSE))","v":435.13542320452598},{"$f":"AX54*(1+VLOOKUP($B54,'WEO Projections'!$B$51:$AH$68,AY$1,FALSE))","v":434.63716868034868},{"$f":"AY54*(1+VLOOKUP($B54,'WEO Projections'!$B$51:$AH$68,AZ$1,FALSE))","v":434.64176635370313},{"$f":"AZ54*(1+VLOOKUP($B54,'WEO Projections'!$B$51:$AH$68,BA$1,FALSE))","v":434.64636402705753},{"$f":"BA54*(1+VLOOKUP($B54,'WEO Projections'!$B$51:$AH$68,BB$1,FALSE))","v":434.65096170041204},{"$f":"BB54*(1+VLOOKUP($B54,'WEO Projections'!$B$51:$AH$68,BC$1,FALSE))","v":434.65555937376649},{"$f":"BC54*(1+VLOOKUP($B54,'WEO Projections'!$B$51:$AH$68,BD$1,FALSE))","v":434.66015704712089},null,486.90857546547778,449.0820100307792,438.84854738203774]
["Cameroon",{"$f":"VLOOKUP(A55,'Country Parameters'!$B$4:$T$198,19,FALSE)","v":"Africa"},"Cameroon","Total","CO2 per kWh of electricity (gCO2 per kWh)",12.949199999999999,12.8871,11.600300000000001,8.9693000000000005,10.5059,10.2607,9.8504000000000005,10.1503,15.033099999999999,11.2852,10.035600000000001,16.139800000000001,26.939699999999998,31.0261,27.716799999999999,40.466799999999999,82.6845,162.23500000000001,160.7379,196.23589999999999,207.17609999999999,206.1773,208.59460000000001,{"$f":"AB55*(1+VLOOKUP($B55,'WEO Projections'!$B$51:$AH$68,AC$1,FALSE))","v":207.19590697626637},{"$f":"AC55*(1+VLOOKUP($B55,'WEO Projections'!$B$51:$AH$68,AD$1,FALSE))","v":205.79721395253279},{"$f":"AD55*(1+VLOOKUP($B55,'WEO Projections'!$B$51:$AH$68,AE$1,FALSE))","v":204.39852092879917},{"$f":"AE55*(1+VLOOKUP($B55,'WEO Projections'!$B$51:$AH$68,AF$1,FALSE))","v":200.61845027836566},{"$f":"AF55*(1+VLOOKUP($B55,'WEO Projections'!$B$51:$AH$68,AG$1,FALSE))","v":196.83837962793217},{"$f":"AG55*(1+VLOOKUP($B55,'WEO Projections'!$B$51:$AH$68,AH$1,FALSE))","v":193.05830897749863},{"$f":"AH55*(1+VLOOKUP($B55,'WEO Projections'!$B$51:$AH$68,AI$1,FALSE))","v":189.27823832706511},{"$f":"AI55*(1+VLOOKUP($B55,'WEO Projections'!$B$51:$AH$68,AJ$1,FALSE))","v":185.4981676766316},{"$f":"AJ55*(1+VLOOKUP($B55,'WEO Projections'!$B$51:$AH$68,AK$1,FALSE))","v":182.71642199693429},{"$f":"AK55*(1+VLOOKUP($B55,'WEO Projections'!$B$51:$AH$68,AL$1,FALSE))","v":179.93467631723701},{"$f":"AL55*(1+VLOOKUP($B55,'WEO Projections'!$B$51:$AH$68,AM$1,FALSE))","v":177.1529306375397},{"$f":"AM55*(1+VLOOKUP($B55,'WEO Projections'!$B$51:$AH$68,AN$1,FALSE))","v":174.37118495784242},{"$f":"AN55*(1+VLOOKUP($B55,'WEO Projections'!$B$51:$AH$68,AO$1,FALSE))","v":171.58943927814511},{"$f":"AO55*(1+VLOOKUP($B55,'WEO Projections'!$B$51:$AH$68,AP$1,FALSE))","v":168.72136516300012},{"$f":"AP55*(1+VLOOKUP($B55,'WEO Projections'!$B$51:$AH$68,AQ$1,FALSE))","v":165.85329104785512},{"$f":"AQ55*(1+VLOOKUP($B55,'WEO Projections'!$B$51:$AH$68,AR$1,FALSE))","v":162.98521693271013},{"$f":"AR55*(1+VLOOKUP($B55,'WEO Projections'!$B$51:$AH$68,AS$1,FALSE))","v":160.11714281756514},{"$f":"AS55*(1+VLOOKUP($B55,'WEO Projections'!$B$51:$AH$68,AT$1,FALSE))","v":157.24906870242015},{"$f":"AT55*(1+VLOOKUP($B55,'WEO Projections'!$B$51:$AH$68,AU$1,FALSE))","v":155.45808615267424},{"$f":"AU55*(1+VLOOKUP($B55,'WEO Projections'!$B$51:$AH$68,AV$1,FALSE))","v":153.66710360292834},{"$f":"AV55*(1+VLOOKUP($B55,'WEO Projections'!$B$51:$AH$68,AW$1,FALSE))","v":151.87612105318243},{"$f":"AW55*(1+VLOOKUP($B55,'WEO Projections'!$B$51:$AH$68,AX$1,FALSE))","v":150.08513850343655},{"$f":"AX55*(1+VLOOKUP($B55,'WEO Projections'!$B$51:$AH$68,AY$1,FALSE))","v":148.29415595369065},{"$f":"AY55*(1+VLOOKUP($B55,'WEO Projections'!$B$51:$AH$68,AZ$1,FALSE))","v":146.75647523973615},{"$f":"AZ55*(1+VLOOKUP($B55,'WEO Projections'!$B$51:$AH$68,BA$1,FALSE))","v":145.21879452578168},{"$f":"BA55*(1+VLOOKUP($B55,'WEO Projections'!$B$51:$AH$68,BB$1,FALSE))","v":143.68111381182717},{"$f":"BB55*(1+VLOOKUP($B55,'WEO Projections'!$B$51:$AH$68,BC$1,FALSE))","v":142.14343309787267},{"$f":"BC55*(1+VLOOKUP($B55,'WEO Projections'!$B$51:$AH$68,BD$1,FALSE))","v":140.6057523839182},null,197.83539834313643,177.1529306375397,162.98521693271013]
["Canada",{"$f":"VLOOKUP(A56,'Country Parameters'!$B$4:$T$198,19,FALSE)","v":"OECD Americas"},"Canada","Total","CO2 per kWh of electricity (gCO2 per kWh)",196.46729999999999,189.1602,197.22,175.4674,171.56739999999999,176.167,170.09180000000001,189.34800000000001,215.8304,206.69210000000001,216.48079999999999,225.88050000000001,211.8467,225.59829999999999,208.9803,200.45660000000001,197.97730000000001,208.5376,192.8313,171.82509999999999,178.50450000000001,167.5977,150.88890000000001,{"$f":"AB56*(1+VLOOKUP($B56,'WEO Projections'!$B$51:$AH$68,AC$1,FALSE))","v":147.77654294200289},{"$f":"AC56*(1+VLOOKUP($B56,'WEO Projections'!$B$51:$AH$68,AD$1,FALSE))","v":144.66418588400575},{"$f":"AD56*(1+VLOOKUP($B56,'WEO Projections'!$B$51:$AH$68,AE$1,FALSE))","v":141.55182882600863},{"$f":"AE56*(1+VLOOKUP($B56,'WEO Projections'!$B$51:$AH$68,AF$1,FALSE))","v":140.50868035010086},{"$f":"AF56*(1+VLOOKUP($B56,'WEO Projections'!$B$51:$AH$68,AG$1,FALSE))","v":139.46553187419309},{"$f":"AG56*(1+VLOOKUP($B56,'WEO Projections'!$B$51:$AH$68,AH$1,FALSE))","v":138.42238339828532},{"$f":"AH56*(1+VLOOKUP($B56,'WEO Projections'!$B$51:$AH$68,AI$1,FALSE))","v":137.37923492237755},{"$f":"AI56*(1+VLOOKUP($B56,'WEO Projections'!$B$51:$AH$68,AJ$1,FALSE))","v":136.33608644646978},{"$f":"AJ56*(1+VLOOKUP($B56,'WEO Projections'!$B$51:$AH$68,AK$1,FALSE))","v":135.7134705447138},{"$f":"AK56*(1+VLOOKUP($B56,'WEO Projections'!$B$51:$AH$68,AL$1,FALSE))","v":135.09085464295779},{"$f":"AL56*(1+VLOOKUP($B56,'WEO Projections'!$B$51:$AH$68,AM$1,FALSE))","v":134.46823874120182},{"$f":"AM56*(1+VLOOKUP($B56,'WEO Projections'!$B$51:$AH$68,AN$1,FALSE))","v":133.84562283944581},{"$f":"AN56*(1+VLOOKUP($B56,'WEO Projections'!$B$51:$AH$68,AO$1,FALSE))","v":133.22300693768983},{"$f":"AO56*(1+VLOOKUP($B56,'WEO Projections'!$B$51:$AH$68,AP$1,FALSE))","v":132.53852275215496},{"$f":"AP56*(1+VLOOKUP($B56,'WEO Projections'!$B$51:$AH$68,AQ$1,FALSE))","v":131.85403856662009},{"$f":"AQ56*(1+VLOOKUP($B56,'WEO Projections'!$B$51:$AH$68,AR$1,FALSE))","v":131.16955438108522},{"$f":"AR56*(1+VLOOKUP($B56,'WEO Projections'!$B$51:$AH$68,AS$1,FALSE))","v":130.48507019555038},{"$f":"AS56*(1+VLOOKUP($B56,'WEO Projections'!$B$51:$AH$68,AT$1,FALSE))","v":129.80058601001551},{"$f":"AT56*(1+VLOOKUP($B56,'WEO Projections'!$B$51:$AH$68,AU$1,FALSE))","v":129.24189899183554},{"$f":"AU56*(1+VLOOKUP($B56,'WEO Projections'!$B$51:$AH$68,AV$1,FALSE))","v":128.68321197365555},{"$f":"AV56*(1+VLOOKUP($B56,'WEO Projections'!$B$51:$AH$68,AW$1,FALSE))","v":128.12452495547558},{"$f":"AW56*(1+VLOOKUP($B56,'WEO Projections'!$B$51:$AH$68,AX$1,FALSE))","v":127.56583793729558},{"$f":"AX56*(1+VLOOKUP($B56,'WEO Projections'!$B$51:$AH$68,AY$1,FALSE))","v":127.0071509191156},{"$f":"AY56*(1+VLOOKUP($B56,'WEO Projections'!$B$51:$AH$68,AZ$1,FALSE))","v":126.51623135586513},{"$f":"AZ56*(1+VLOOKUP($B56,'WEO Projections'!$B$51:$AH$68,BA$1,FALSE))","v":126.02531179261467},{"$f":"BA56*(1+VLOOKUP($B56,'WEO Projections'!$B$51:$AH$68,BB$1,FALSE))","v":125.5343922293642},{"$f":"BB56*(1+VLOOKUP($B56,'WEO Projections'!$B$51:$AH$68,BC$1,FALSE))","v":125.04347266611376},{"$f":"BC56*(1+VLOOKUP($B56,'WEO Projections'!$B$51:$AH$68,BD$1,FALSE))","v":124.55255310286329},null,140.76305933043048,134.46823874120182,131.16955438108522]
["Chile",{"$f":"VLOOKUP(A57,'Country Parameters'!$B$4:$T$198,19,FALSE)","v":"OECD Americas"},"Chile","Total","CO2 per kWh of electricity (gCO2 per kWh)",444.03149999999999,285.61599999999999,186.18100000000001,186.24780000000001,252.9014,256.63029999999998,338.11110000000002,378.5043,411.56110000000001,453.55579999999998,337.846,267.37610000000001,271.74,289.14389999999997,321.89870000000002,317.72410000000002,304.20819999999998,378.8836,400.0104,371.5102,409.66669999999999,441.41039999999998,482.97699999999998,{"$f":"AB57*(1+VLOOKUP($B57,'WEO Projections'!$B$51:$AH$68,AC$1,FALSE))","v":473.01472394920847},{"$f":"AC57*(1+VLOOKUP($B57,'WEO Projections'!$B$51:$AH$68,AD$1,FALSE))","v":463.05244789841691},{"$f":"AD57*(1+VLOOKUP($B57,'WEO Projections'!$B$51:$AH$68,AE$1,FALSE))","v":453.09017184762536},{"$f":"AE57*(1+VLOOKUP($B57,'WEO Projections'!$B$51:$AH$68,AF$1,FALSE))","v":449.75118056696448},{"$f":"AF57*(1+VLOOKUP($B57,'WEO Projections'!$B$51:$AH$68,AG$1,FALSE))","v":446.4121892863036},{"$f":"AG57*(1+VLOOKUP($B57,'WEO Projections'!$B$51:$AH$68,AH$1,FALSE))","v":443.07319800564278},{"$f":"AH57*(1+VLOOKUP($B57,'WEO Projections'!$B$51:$AH$68,AI$1,FALSE))","v":439.7342067249819},{"$f":"AI57*(1+VLOOKUP($B57,'WEO Projections'!$B$51:$AH$68,AJ$1,FALSE))","v":436.39521544432102},{"$f":"AJ57*(1+VLOOKUP($B57,'WEO Projections'!$B$51:$AH$68,AK$1,FALSE))","v":434.40229773876149},{"$f":"AK57*(1+VLOOKUP($B57,'WEO Projections'!$B$51:$AH$68,AL$1,FALSE))","v":432.4093800332019},{"$f":"AL57*(1+VLOOKUP($B57,'WEO Projections'!$B$51:$AH$68,AM$1,FALSE))","v":430.41646232764236},{"$f":"AM57*(1+VLOOKUP($B57,'WEO Projections'!$B$51:$AH$68,AN$1,FALSE))","v":428.42354462208277},{"$f":"AN57*(1+VLOOKUP($B57,'WEO Projections'!$B$51:$AH$68,AO$1,FALSE))","v":426.43062691652324},{"$f":"AO57*(1+VLOOKUP($B57,'WEO Projections'!$B$51:$AH$68,AP$1,FALSE))","v":424.2396763663034},{"$f":"AP57*(1+VLOOKUP($B57,'WEO Projections'!$B$51:$AH$68,AQ$1,FALSE))","v":422.04872581608356},{"$f":"AQ57*(1+VLOOKUP($B57,'WEO Projections'!$B$51:$AH$68,AR$1,FALSE))","v":419.85777526586367},{"$f":"AR57*(1+VLOOKUP($B57,'WEO Projections'!$B$51:$AH$68,AS$1,FALSE))","v":417.66682471564383},{"$f":"AS57*(1+VLOOKUP($B57,'WEO Projections'!$B$51:$AH$68,AT$1,FALSE))","v":415.47587416542393},{"$f":"AT57*(1+VLOOKUP($B57,'WEO Projections'!$B$51:$AH$68,AU$1,FALSE))","v":413.68758503362227},{"$f":"AU57*(1+VLOOKUP($B57,'WEO Projections'!$B$51:$AH$68,AV$1,FALSE))","v":411.89929590182049},{"$f":"AV57*(1+VLOOKUP($B57,'WEO Projections'!$B$51:$AH$68,AW$1,FALSE))","v":410.11100677001883},{"$f":"AW57*(1+VLOOKUP($B57,'WEO Projections'!$B$51:$AH$68,AX$1,FALSE))","v":408.32271763821711},{"$f":"AX57*(1+VLOOKUP($B57,'WEO Projections'!$B$51:$AH$68,AY$1,FALSE))","v":406.53442850641545},{"$f":"AY57*(1+VLOOKUP($B57,'WEO Projections'!$B$51:$AH$68,AZ$1,FALSE))","v":404.96305474797447},{"$f":"AZ57*(1+VLOOKUP($B57,'WEO Projections'!$B$51:$AH$68,BA$1,FALSE))","v":403.39168098953354},{"$f":"BA57*(1+VLOOKUP($B57,'WEO Projections'!$B$51:$AH$68,BB$1,FALSE))","v":401.82030723109261},{"$f":"BB57*(1+VLOOKUP($B57,'WEO Projections'!$B$51:$AH$68,BC$1,FALSE))","v":400.24893347265174},{"$f":"BC57*(1+VLOOKUP($B57,'WEO Projections'!$B$51:$AH$68,BD$1,FALSE))","v":398.67755971421076},null,450.56541671543306,430.41646232764231,419.85777526586372]
["People's Rep. of China","China","People's Republic of China","Total","CO2 per kWh of electricity (gCO2 per kWh)",896.60609999999997,905.89549999999997,900.98789999999997,910.41880000000003,879.46510000000001,904.47479999999996,974.11329999999998,902.47069999999997,924.5204,900.38840000000005,889.09469999999999,862.21749999999997,879.42849999999999,901.40750000000003,881.53959999999995,868.56960000000004,863.08979999999997,822.74069999999995,797.346,790.44730000000004,760.26620000000003,766.20950000000005,734.09259999999995,{"$f":"AB58*(1+VLOOKUP($B58,'WEO Projections'!$B$51:$AH$68,AC$1,FALSE))","v":702.40475872577645},{"$f":"AC58*(1+VLOOKUP($B58,'WEO Projections'!$B$51:$AH$68,AD$1,FALSE))","v":670.71691745155283},{"$f":"AD58*(1+VLOOKUP($B58,'WEO Projections'!$B$51:$AH$68,AE$1,FALSE))","v":639.02907617732933},{"$f":"AE58*(1+VLOOKUP($B58,'WEO Projections'!$B$51:$AH$68,AF$1,FALSE))","v":628.81171218538998},{"$f":"AF58*(1+VLOOKUP($B58,'WEO Projections'!$B$51:$AH$68,AG$1,FALSE))","v":618.59434819345063},{"$f":"AG58*(1+VLOOKUP($B58,'WEO Projections'!$B$51:$AH$68,AH$1,FALSE))","v":608.37698420151139},{"$f":"AH58*(1+VLOOKUP($B58,'WEO Projections'!$B$51:$AH$68,AI$1,FALSE))","v":598.15962020957193},{"$f":"AI58*(1+VLOOKUP($B58,'WEO Projections'!$B$51:$AH$68,AJ$1,FALSE))","v":587.94225621763246},{"$f":"AJ58*(1+VLOOKUP($B58,'WEO Projections'!$B$51:$AH$68,AK$1,FALSE))","v":582.51627418092323},{"$f":"AK58*(1+VLOOKUP($B58,'WEO Projections'!$B$51:$AH$68,AL$1,FALSE))","v":577.090292144214},{"$f":"AL58*(1+VLOOKUP($B58,'WEO Projections'!$B$51:$AH$68,AM$1,FALSE))","v":571.66431010750478},{"$f":"AM58*(1+VLOOKUP($B58,'WEO Projections'!$B$51:$AH$68,AN$1,FALSE))","v":566.23832807079555},{"$f":"AN58*(1+VLOOKUP($B58,'WEO Projections'!$B$51:$AH$68,AO$1,FALSE))","v":560.81234603408632},{"$f":"AO58*(1+VLOOKUP($B58,'WEO Projections'!$B$51:$AH$68,AP$1,FALSE))","v":559.59318184594849},{"$f":"AP58*(1+VLOOKUP($B58,'WEO Projections'!$B$51:$AH$68,AQ$1,FALSE))","v":558.37401765781067},{"$f":"AQ58*(1+VLOOKUP($B58,'WEO Projections'!$B$51:$AH$68,AR$1,FALSE))","v":557.15485346967284},{"$f":"AR58*(1+VLOOKUP($B58,'WEO Projections'!$B$51:$AH$68,AS$1,FALSE))","v":555.93568928153491},{"$f":"AS58*(1+VLOOKUP($B58,'WEO Projections'!$B$51:$AH$68,AT$1,FALSE))","v":554.71652509339708},{"$f":"AT58*(1+VLOOKUP($B58,'WEO Projections'!$B$51:$AH$68,AU$1,FALSE))","v":553.90661611511143},{"$f":"AU58*(1+VLOOKUP($B58,'WEO Projections'!$B$51:$AH$68,AV$1,FALSE))","v":553.0967071368259},{"$f":"AV58*(1+VLOOKUP($B58,'WEO Projections'!$B$51:$AH$68,AW$1,FALSE))","v":552.28679815854025},{"$f":"AW58*(1+VLOOKUP($B58,'WEO Projections'!$B$51:$AH$68,AX$1,FALSE))","v":551.47688918025472},{"$f":"AX58*(1+VLOOKUP($B58,'WEO Projections'!$B$51:$AH$68,AY$1,FALSE))","v":550.66698020196907},{"$f":"AY58*(1+VLOOKUP($B58,'WEO Projections'!$B$51:$AH$68,AZ$1,FALSE))","v":550.12694546950104},{"$f":"AZ58*(1+VLOOKUP($B58,'WEO Projections'!$B$51:$AH$68,BA$1,FALSE))","v":549.58691073703289},{"$f":"BA58*(1+VLOOKUP($B58,'WEO Projections'!$B$51:$AH$68,BB$1,FALSE))","v":549.04687600456487},{"$f":"BB58*(1+VLOOKUP($B58,'WEO Projections'!$B$51:$AH$68,BC$1,FALSE))","v":548.50684127209672},{"$f":"BC58*(1+VLOOKUP($B58,'WEO Projections'!$B$51:$AH$68,BD$1,FALSE))","v":547.96680653962869},null,631.75445917027685,571.66431010750478,557.15485346967284]
["Colombia",{"$f":"VLOOKUP(A59,'Country Parameters'!$B$4:$T$198,19,FALSE)","v":"Latin America"},"Colombia","Total","CO2 per kWh of electricity (gCO2 per kWh)",208.49639999999999,217.80539999999999,267.70740000000001,227.85339999999999,185.2749,204.7757,140.44579999999999,200.84950000000001,202.49170000000001,122.66079999999999,160.4888,164.86500000000001,154.05090000000001,151.77959999999999,117.07559999999999,131.33799999999999,126.9421,127.3013,107.1802,175.62719999999999,178.39089999999999,104.31570000000001,122.7676,{"$f":"AB59*(1+VLOOKUP($B59,'WEO Projections'!$B$51:$AH$68,AC$1,FALSE))","v":121.56839909598465},{"$f":"AC59*(1+VLOOKUP($B59,'WEO Projections'!$B$51:$AH$68,AD$1,FALSE))","v":120.36919819196932},{"$f":"AD59*(1+VLOOKUP($B59,'WEO Projections'!$B$51:$AH$68,AE$1,FALSE))","v":119.16999728795396},{"$f":"AE59*(1+VLOOKUP($B59,'WEO Projections'!$B$51:$AH$68,AF$1,FALSE))","v":117.09526935858784},{"$f":"AF59*(1+VLOOKUP($B59,'WEO Projections'!$B$51:$AH$68,AG$1,FALSE))","v":115.02054142922169},{"$f":"AG59*(1+VLOOKUP($B59,'WEO Projections'!$B$51:$AH$68,AH$1,FALSE))","v":112.94581349985557},{"$f":"AH59*(1+VLOOKUP($B59,'WEO Projections'!$B$51:$AH$68,AI$1,FALSE))","v":110.87108557048943},{"$f":"AI59*(1+VLOOKUP($B59,'WEO Projections'!$B$51:$AH$68,AJ$1,FALSE))","v":108.79635764112331},{"$f":"AJ59*(1+VLOOKUP($B59,'WEO Projections'!$B$51:$AH$68,AK$1,FALSE))","v":108.11797331894657},{"$f":"AK59*(1+VLOOKUP($B59,'WEO Projections'!$B$51:$AH$68,AL$1,FALSE))","v":107.43958899676984},{"$f":"AL59*(1+VLOOKUP($B59,'WEO Projections'!$B$51:$AH$68,AM$1,FALSE))","v":106.76120467459312},{"$f":"AM59*(1+VLOOKUP($B59,'WEO Projections'!$B$51:$AH$68,AN$1,FALSE))","v":106.08282035241639},{"$f":"AN59*(1+VLOOKUP($B59,'WEO Projections'!$B$51:$AH$68,AO$1,FALSE))","v":105.40443603023967},{"$f":"AO59*(1+VLOOKUP($B59,'WEO Projections'!$B$51:$AH$68,AP$1,FALSE))","v":104.88571746259038},{"$f":"AP59*(1+VLOOKUP($B59,'WEO Projections'!$B$51:$AH$68,AQ$1,FALSE))","v":104.36699889494106},{"$f":"AQ59*(1+VLOOKUP($B59,'WEO Projections'!$B$51:$AH$68,AR$1,FALSE))","v":103.84828032729177},{"$f":"AR59*(1+VLOOKUP($B59,'WEO Projections'!$B$51:$AH$68,AS$1,FALSE))","v":103.32956175964246},{"$f":"AS59*(1+VLOOKUP($B59,'WEO Projections'!$B$51:$AH$68,AT$1,FALSE))","v":102.81084319199317},{"$f":"AT59*(1+VLOOKUP($B59,'WEO Projections'!$B$51:$AH$68,AU$1,FALSE))","v":103.42572265343904},{"$f":"AU59*(1+VLOOKUP($B59,'WEO Projections'!$B$51:$AH$68,AV$1,FALSE))","v":104.0406021148849},{"$f":"AV59*(1+VLOOKUP($B59,'WEO Projections'!$B$51:$AH$68,AW$1,FALSE))","v":104.65548157633079},{"$f":"AW59*(1+VLOOKUP($B59,'WEO Projections'!$B$51:$AH$68,AX$1,FALSE))","v":105.27036103777667},{"$f":"AX59*(1+VLOOKUP($B59,'WEO Projections'!$B$51:$AH$68,AY$1,FALSE))","v":105.88524049922253},{"$f":"AY59*(1+VLOOKUP($B59,'WEO Projections'!$B$51:$AH$68,AZ$1,FALSE))","v":106.30443596397045},{"$f":"AZ59*(1+VLOOKUP($B59,'WEO Projections'!$B$51:$AH$68,BA$1,FALSE))","v":106.72363142871835},{"$f":"BA59*(1+VLOOKUP($B59,'WEO Projections'!$B$51:$AH$68,BB$1,FALSE))","v":107.14282689346626},{"$f":"BB59*(1+VLOOKUP($B59,'WEO Projections'!$B$51:$AH$68,BC$1,FALSE))","v":107.56202235821416},{"$f":"BC59*(1+VLOOKUP($B59,'WEO Projections'!$B$51:$AH$68,BD$1,FALSE))","v":107.98121782296208},null,115.72958275939823,106.76120467459312,103.84828032729176]
["Congo",{"$f":"VLOOKUP(A60,'Country Parameters'!$B$4:$T$198,19,FALSE)","v":"Africa"},"Congo","Total","CO2 per kWh of electricity (gCO2 per kWh)",6.4381000000000004,0,14.834099999999999,8.7680000000000007,9.7963000000000005,8.9661000000000008,6.9301000000000004,7.0065999999999997,9.2266999999999992,200.21619999999999,0,0,0,81.814499999999995,97.284599999999998,103.2286,102.3289,130.012,100.1434,244.59,267.0446,230.09049999999999,229.9598,{"$f":"AB60*(1+VLOOKUP($B60,'WEO Projections'!$B$51:$AH$68,AC$1,FALSE))","v":228.41784652661582},{"$f":"AC60*(1+VLOOKUP($B60,'WEO Projections'!$B$51:$AH$68,AD$1,FALSE))","v":226.87589305323169},{"$f":"AD60*(1+VLOOKUP($B60,'WEO Projections'!$B$51:$AH$68,AE$1,FALSE))","v":225.33393957984754},{"$f":"AE60*(1+VLOOKUP($B60,'WEO Projections'!$B$51:$AH$68,AF$1,FALSE))","v":221.16669703972639},{"$f":"AF60*(1+VLOOKUP($B60,'WEO Projections'!$B$51:$AH$68,AG$1,FALSE))","v":216.99945449960524},{"$f":"AG60*(1+VLOOKUP($B60,'WEO Projections'!$B$51:$AH$68,AH$1,FALSE))","v":212.83221195948403},{"$f":"AH60*(1+VLOOKUP($B60,'WEO Projections'!$B$51:$AH$68,AI$1,FALSE))","v":208.66496941936285},{"$f":"AI60*(1+VLOOKUP($B60,'WEO Projections'!$B$51:$AH$68,AJ$1,FALSE))","v":204.4977268792417},{"$f":"AJ60*(1+VLOOKUP($B60,'WEO Projections'!$B$51:$AH$68,AK$1,FALSE))","v":201.43106225727135},{"$f":"AK60*(1+VLOOKUP($B60,'WEO Projections'!$B$51:$AH$68,AL$1,FALSE))","v":198.364397635301},{"$f":"AL60*(1+VLOOKUP($B60,'WEO Projections'!$B$51:$AH$68,AM$1,FALSE))","v":195.29773301333063},{"$f":"AM60*(1+VLOOKUP($B60,'WEO Projections'!$B$51:$AH$68,AN$1,FALSE))","v":192.23106839136028},{"$f":"AN60*(1+VLOOKUP($B60,'WEO Projections'!$B$51:$AH$68,AO$1,FALSE))","v":189.16440376938993},{"$f":"AO60*(1+VLOOKUP($B60,'WEO Projections'!$B$51:$AH$68,AP$1,FALSE))","v":186.00256856414532},{"$f":"AP60*(1+VLOOKUP($B60,'WEO Projections'!$B$51:$AH$68,AQ$1,FALSE))","v":182.84073335890071},{"$f":"AQ60*(1+VLOOKUP($B60,'WEO Projections'!$B$51:$AH$68,AR$1,FALSE))","v":179.67889815365609},{"$f":"AR60*(1+VLOOKUP($B60,'WEO Projections'!$B$51:$AH$68,AS$1,FALSE))","v":176.51706294841148},{"$f":"AS60*(1+VLOOKUP($B60,'WEO Projections'!$B$51:$AH$68,AT$1,FALSE))","v":173.35522774316684},{"$f":"AT60*(1+VLOOKUP($B60,'WEO Projections'!$B$51:$AH$68,AU$1,FALSE))","v":171.38080468071431},{"$f":"AU60*(1+VLOOKUP($B60,'WEO Projections'!$B$51:$AH$68,AV$1,FALSE))","v":169.4063816182618},{"$f":"AV60*(1+VLOOKUP($B60,'WEO Projections'!$B$51:$AH$68,AW$1,FALSE))","v":167.43195855580927},{"$f":"AW60*(1+VLOOKUP($B60,'WEO Projections'!$B$51:$AH$68,AX$1,FALSE))","v":165.45753549335677},{"$f":"AX60*(1+VLOOKUP($B60,'WEO Projections'!$B$51:$AH$68,AY$1,FALSE))","v":163.48311243090424},{"$f":"AY60*(1+VLOOKUP($B60,'WEO Projections'!$B$51:$AH$68,AZ$1,FALSE))","v":161.78793552102817},{"$f":"AZ60*(1+VLOOKUP($B60,'WEO Projections'!$B$51:$AH$68,BA$1,FALSE))","v":160.09275861115214},{"$f":"BA60*(1+VLOOKUP($B60,'WEO Projections'!$B$51:$AH$68,BB$1,FALSE))","v":158.39758170127607},{"$f":"BB60*(1+VLOOKUP($B60,'WEO Projections'!$B$51:$AH$68,BC$1,FALSE))","v":156.7024047914},{"$f":"BC60*(1+VLOOKUP($B60,'WEO Projections'!$B$51:$AH$68,BD$1,FALSE))","v":155.00722788152396},null,218.09859236963945,195.29773301333063,179.67889815365606]
["Congo, Democratic Republic",{"$f":"VLOOKUP(A61,'Country Parameters'!$B$4:$T$198,19,FALSE)","v":"Africa"},"Democratic Republic of Congo","Total","CO2 per kWh of electricity (gCO2 per kWh)",4.4782000000000002,4.1718999999999999,3.1052,2.8456000000000001,4.1295000000000002,3.5512000000000001,3.5908000000000002,4.3498000000000001,4.6395999999999997,4.1201999999999996,0.52910000000000001,1.0619000000000001,1.0378000000000001,1.0295000000000001,0.89600000000000002,0.85799999999999998,1.9064000000000001,2.9222999999999999,3.8942999999999999,2.9316,2.9119000000000002,2.9137,2.8837999999999999,{"$f":"AB61*(1+VLOOKUP($B61,'WEO Projections'!$B$51:$AH$68,AC$1,FALSE))","v":2.8644632053665671},{"$f":"AC61*(1+VLOOKUP($B61,'WEO Projections'!$B$51:$AH$68,AD$1,FALSE))","v":2.8451264107331351},{"$f":"AD61*(1+VLOOKUP($B61,'WEO Projections'!$B$51:$AH$68,AE$1,FALSE))","v":2.8257896160997027},{"$f":"AE61*(1+VLOOKUP($B61,'WEO Projections'!$B$51:$AH$68,AF$1,FALSE))","v":2.7735305080416794},{"$f":"AF61*(1+VLOOKUP($B61,'WEO Projections'!$B$51:$AH$68,AG$1,FALSE))","v":2.7212713999836562},{"$f":"AG61*(1+VLOOKUP($B61,'WEO Projections'!$B$51:$AH$68,AH$1,FALSE))","v":2.6690122919256325},{"$f":"AH61*(1+VLOOKUP($B61,'WEO Projections'!$B$51:$AH$68,AI$1,FALSE))","v":2.6167531838676092},{"$f":"AI61*(1+VLOOKUP($B61,'WEO Projections'!$B$51:$AH$68,AJ$1,FALSE))","v":2.564494075809586},{"$f":"AJ61*(1+VLOOKUP($B61,'WEO Projections'!$B$51:$AH$68,AK$1,FALSE))","v":2.5260367131016777},{"$f":"AK61*(1+VLOOKUP($B61,'WEO Projections'!$B$51:$AH$68,AL$1,FALSE))","v":2.4875793503937693},{"$f":"AL61*(1+VLOOKUP($B61,'WEO Projections'!$B$51:$AH$68,AM$1,FALSE))","v":2.4491219876858605},{"$f":"AM61*(1+VLOOKUP($B61,'WEO Projections'!$B$51:$AH$68,AN$1,FALSE))","v":2.4106646249779522},{"$f":"AN61*(1+VLOOKUP($B61,'WEO Projections'!$B$51:$AH$68,AO$1,FALSE))","v":2.3722072622700439},{"$f":"AO61*(1+VLOOKUP($B61,'WEO Projections'!$B$51:$AH$68,AP$1,FALSE))","v":2.3325564173620017},{"$f":"AP61*(1+VLOOKUP($B61,'WEO Projections'!$B$51:$AH$68,AQ$1,FALSE))","v":2.2929055724539595},{"$f":"AQ61*(1+VLOOKUP($B61,'WEO Projections'!$B$51:$AH$68,AR$1,FALSE))","v":2.2532547275459169},{"$f":"AR61*(1+VLOOKUP($B61,'WEO Projections'!$B$51:$AH$68,AS$1,FALSE))","v":2.2136038826378743},{"$f":"AS61*(1+VLOOKUP($B61,'WEO Projections'!$B$51:$AH$68,AT$1,FALSE))","v":2.1739530377298317},{"$f":"AT61*(1+VLOOKUP($B61,'WEO Projections'!$B$51:$AH$68,AU$1,FALSE))","v":2.1491928786607222},{"$f":"AU61*(1+VLOOKUP($B61,'WEO Projections'!$B$51:$AH$68,AV$1,FALSE))","v":2.1244327195916131},{"$f":"AV61*(1+VLOOKUP($B61,'WEO Projections'!$B$51:$AH$68,AW$1,FALSE))","v":2.0996725605225035},{"$f":"AW61*(1+VLOOKUP($B61,'WEO Projections'!$B$51:$AH$68,AX$1,FALSE))","v":2.0749124014533944},{"$f":"AX61*(1+VLOOKUP($B61,'WEO Projections'!$B$51:$AH$68,AY$1,FALSE))","v":2.0501522423842848},{"$f":"AY61*(1+VLOOKUP($B61,'WEO Projections'!$B$51:$AH$68,AZ$1,FALSE))","v":2.0288939564895303},{"$f":"AZ61*(1+VLOOKUP($B61,'WEO Projections'!$B$51:$AH$68,BA$1,FALSE))","v":2.0076356705947762},{"$f":"BA61*(1+VLOOKUP($B61,'WEO Projections'!$B$51:$AH$68,BB$1,FALSE))","v":1.9863773847000215},{"$f":"BB61*(1+VLOOKUP($B61,'WEO Projections'!$B$51:$AH$68,BC$1,FALSE))","v":1.9651190988052669},{"$f":"BC61*(1+VLOOKUP($B61,'WEO Projections'!$B$51:$AH$68,BD$1,FALSE))","v":1.9438608129105126},null,2.7350550864784458,2.449121987685861,2.2532547275459165]
["Costa Rica",{"$f":"VLOOKUP(A62,'Country Parameters'!$B$4:$T$198,19,FALSE)","v":"Latin America"},"Costa Rica","Total","CO2 per kWh of electricity (gCO2 per kWh)",20.003699999999998,49.701300000000003,118.3477,87.496899999999997,165.47499999999999,155.267,86.856899999999996,33.694499999999998,67.223399999999998,20.4604,8.2319999999999993,20.1843,15.1746,19.545000000000002,7.7064000000000004,27.955300000000001,55.181399999999996,71.517200000000003,63.4452,39.721299999999999,55.706400000000002,63.75,54.355699999999999,{"$f":"AB62*(1+VLOOKUP($B62,'WEO Projections'!$B$51:$AH$68,AC$1,FALSE))","v":53.824750428790757},{"$f":"AC62*(1+VLOOKUP($B62,'WEO Projections'!$B$51:$AH$68,AD$1,FALSE))","v":53.29380085758153},{"$f":"AD62*(1+VLOOKUP($B62,'WEO Projections'!$B$51:$AH$68,AE$1,FALSE))","v":52.762851286372289},{"$f":"AE62*(1+VLOOKUP($B62,'WEO Projections'!$B$51:$AH$68,AF$1,FALSE))","v":51.844259663580559},{"$f":"AF62*(1+VLOOKUP($B62,'WEO Projections'!$B$51:$AH$68,AG$1,FALSE))","v":50.925668040788821},{"$f":"AG62*(1+VLOOKUP($B62,'WEO Projections'!$B$51:$AH$68,AH$1,FALSE))","v":50.007076417997091},{"$f":"AH62*(1+VLOOKUP($B62,'WEO Projections'!$B$51:$AH$68,AI$1,FALSE))","v":49.088484795205353},{"$f":"AI62*(1+VLOOKUP($B62,'WEO Projections'!$B$51:$AH$68,AJ$1,FALSE))","v":48.169893172413623},{"$f":"AJ62*(1+VLOOKUP($B62,'WEO Projections'!$B$51:$AH$68,AK$1,FALSE))","v":47.869536606830017},{"$f":"AK62*(1+VLOOKUP($B62,'WEO Projections'!$B$51:$AH$68,AL$1,FALSE))","v":47.569180041246412},{"$f":"AL62*(1+VLOOKUP($B62,'WEO Projections'!$B$51:$AH$68,AM$1,FALSE))","v":47.268823475662806},{"$f":"AM62*(1+VLOOKUP($B62,'WEO Projections'!$B$51:$AH$68,AN$1,FALSE))","v":46.968466910079201},{"$f":"AN62*(1+VLOOKUP($B62,'WEO Projections'!$B$51:$AH$68,AO$1,FALSE))","v":46.668110344495595},{"$f":"AO62*(1+VLOOKUP($B62,'WEO Projections'!$B$51:$AH$68,AP$1,FALSE))","v":46.438446240549808},{"$f":"AP62*(1+VLOOKUP($B62,'WEO Projections'!$B$51:$AH$68,AQ$1,FALSE))","v":46.208782136604015},{"$f":"AQ62*(1+VLOOKUP($B62,'WEO Projections'!$B$51:$AH$68,AR$1,FALSE))","v":45.979118032658228},{"$f":"AR62*(1+VLOOKUP($B62,'WEO Projections'!$B$51:$AH$68,AS$1,FALSE))","v":45.749453928712434},{"$f":"AS62*(1+VLOOKUP($B62,'WEO Projections'!$B$51:$AH$68,AT$1,FALSE))","v":45.519789824766647},{"$f":"AT62*(1+VLOOKUP($B62,'WEO Projections'!$B$51:$AH$68,AU$1,FALSE))","v":45.792029434749359},{"$f":"AU62*(1+VLOOKUP($B62,'WEO Projections'!$B$51:$AH$68,AV$1,FALSE))","v":46.064269044732072},{"$f":"AV62*(1+VLOOKUP($B62,'WEO Projections'!$B$51:$AH$68,AW$1,FALSE))","v":46.336508654714791},{"$f":"AW62*(1+VLOOKUP($B62,'WEO Projections'!$B$51:$AH$68,AX$1,FALSE))","v":46.608748264697503},{"$f":"AX62*(1+VLOOKUP($B62,'WEO Projections'!$B$51:$AH$68,AY$1,FALSE))","v":46.880987874680216},{"$f":"AY62*(1+VLOOKUP($B62,'WEO Projections'!$B$51:$AH$68,AZ$1,FALSE))","v":47.066587845056745},{"$f":"AZ62*(1+VLOOKUP($B62,'WEO Projections'!$B$51:$AH$68,BA$1,FALSE))","v":47.252187815433274},{"$f":"BA62*(1+VLOOKUP($B62,'WEO Projections'!$B$51:$AH$68,BB$1,FALSE))","v":47.43778778580981},{"$f":"BB62*(1+VLOOKUP($B62,'WEO Projections'!$B$51:$AH$68,BC$1,FALSE))","v":47.623387756186339},{"$f":"BC62*(1+VLOOKUP($B62,'WEO Projections'!$B$51:$AH$68,BD$1,FALSE))","v":47.808987726562876},null,51.239598082841255,47.268823475662806,45.979118032658221]
["Côte d'Ivoire",{"$f":"VLOOKUP(A63,'Country Parameters'!$B$4:$T$198,19,FALSE)","v":"Africa"},"Côte d'Ivoire","Total","CO2 per kWh of electricity (gCO2 per kWh)",205.43520000000001,244.85470000000001,245.89410000000001,286.4008,320.02289999999999,275.04750000000001,340.31889999999999,420.35,517.39430000000004,413.72829999999999,379.45690000000002,393.94080000000002,409.2423,384.16789999999997,356.41,457.43529999999998,385.39499999999998,408.9984,448.8374,390.96199999999999,460.73039999999997,436.74040000000002,490.38060000000002,{"$f":"AB63*(1+VLOOKUP($B63,'WEO Projections'!$B$51:$AH$68,AC$1,FALSE))","v":487.0924423765797},{"$f":"AC63*(1+VLOOKUP($B63,'WEO Projections'!$B$51:$AH$68,AD$1,FALSE))","v":483.80428475315949},{"$f":"AD63*(1+VLOOKUP($B63,'WEO Projections'!$B$51:$AH$68,AE$1,FALSE))","v":480.51612712973923},{"$f":"AE63*(1+VLOOKUP($B63,'WEO Projections'!$B$51:$AH$68,AF$1,FALSE))","v":471.62963959074267},{"$f":"AF63*(1+VLOOKUP($B63,'WEO Projections'!$B$51:$AH$68,AG$1,FALSE))","v":462.74315205174616},{"$f":"AG63*(1+VLOOKUP($B63,'WEO Projections'!$B$51:$AH$68,AH$1,FALSE))","v":453.85666451274949},{"$f":"AH63*(1+VLOOKUP($B63,'WEO Projections'!$B$51:$AH$68,AI$1,FALSE))","v":444.97017697375293},{"$f":"AI63*(1+VLOOKUP($B63,'WEO Projections'!$B$51:$AH$68,AJ$1,FALSE))","v":436.08368943475637},{"$f":"AJ63*(1+VLOOKUP($B63,'WEO Projections'!$B$51:$AH$68,AK$1,FALSE))","v":429.54414279521069},{"$f":"AK63*(1+VLOOKUP($B63,'WEO Projections'!$B$51:$AH$68,AL$1,FALSE))","v":423.00459615566507},{"$f":"AL63*(1+VLOOKUP($B63,'WEO Projections'!$B$51:$AH$68,AM$1,FALSE))","v":416.46504951611939},{"$f":"AM63*(1+VLOOKUP($B63,'WEO Projections'!$B$51:$AH$68,AN$1,FALSE))","v":409.92550287657377},{"$f":"AN63*(1+VLOOKUP($B63,'WEO Projections'!$B$51:$AH$68,AO$1,FALSE))","v":403.38595623702815},{"$f":"AO63*(1+VLOOKUP($B63,'WEO Projections'!$B$51:$AH$68,AP$1,FALSE))","v":396.64346191824296},{"$f":"AP63*(1+VLOOKUP($B63,'WEO Projections'!$B$51:$AH$68,AQ$1,FALSE))","v":389.90096759945777},{"$f":"AQ63*(1+VLOOKUP($B63,'WEO Projections'!$B$51:$AH$68,AR$1,FALSE))","v":383.15847328067258},{"$f":"AR63*(1+VLOOKUP($B63,'WEO Projections'!$B$51:$AH$68,AS$1,FALSE))","v":376.41597896188739},{"$f":"AS63*(1+VLOOKUP($B63,'WEO Projections'!$B$51:$AH$68,AT$1,FALSE))","v":369.67348464310214},{"$f":"AT63*(1+VLOOKUP($B63,'WEO Projections'!$B$51:$AH$68,AU$1,FALSE))","v":365.46310193264884},{"$f":"AU63*(1+VLOOKUP($B63,'WEO Projections'!$B$51:$AH$68,AV$1,FALSE))","v":361.25271922219554},{"$f":"AV63*(1+VLOOKUP($B63,'WEO Projections'!$B$51:$AH$68,AW$1,FALSE))","v":357.04233651174218},{"$f":"AW63*(1+VLOOKUP($B63,'WEO Projections'!$B$51:$AH$68,AX$1,FALSE))","v":352.83195380128888},{"$f":"AX63*(1+VLOOKUP($B63,'WEO Projections'!$B$51:$AH$68,AY$1,FALSE))","v":348.62157109083557},{"$f":"AY63*(1+VLOOKUP($B63,'WEO Projections'!$B$51:$AH$68,AZ$1,FALSE))","v":345.00667026829541},{"$f":"AZ63*(1+VLOOKUP($B63,'WEO Projections'!$B$51:$AH$68,BA$1,FALSE))","v":341.3917694457553},{"$f":"BA63*(1+VLOOKUP($B63,'WEO Projections'!$B$51:$AH$68,BB$1,FALSE))","v":337.77686862321514},{"$f":"BB63*(1+VLOOKUP($B63,'WEO Projections'!$B$51:$AH$68,BC$1,FALSE))","v":334.16196780067497},{"$f":"BC63*(1+VLOOKUP($B63,'WEO Projections'!$B$51:$AH$68,BD$1,FALSE))","v":330.54706697813486},null,465.08702210290329,416.46504951611939,383.15847328067258]
["Croatia",{"$f":"VLOOKUP(A64,'Country Parameters'!$B$4:$T$198,19,FALSE)","v":"Eastern Europe & Eurasia"},"Croatia","Total","CO2 per kWh of electricity (gCO2 per kWh)",381.63060000000002,244.28479999999999,350.75689999999997,356.64429999999999,235.7192,263.20519999999999,247.29939999999999,310.47329999999999,340.15260000000001,312.3075,313.41390000000001,328.00029999999998,384.29590000000002,414.11520000000002,312.1746,330.10509999999999,336.5102,421.65260000000001,366.95010000000002,290.40390000000002,236.27209999999999,334.18060000000003,311.06299999999999,{"$f":"AB64*(1+VLOOKUP($B64,'WEO Projections'!$B$51:$AH$68,AC$1,FALSE))","v":303.69016889166721},{"$f":"AC64*(1+VLOOKUP($B64,'WEO Projections'!$B$51:$AH$68,AD$1,FALSE))","v":296.31733778333444},{"$f":"AD64*(1+VLOOKUP($B64,'WEO Projections'!$B$51:$AH$68,AE$1,FALSE))","v":288.94450667500166},{"$f":"AE64*(1+VLOOKUP($B64,'WEO Projections'!$B$51:$AH$68,AF$1,FALSE))","v":282.57741446402775},{"$f":"AF64*(1+VLOOKUP($B64,'WEO Projections'!$B$51:$AH$68,AG$1,FALSE))","v":276.21032225305385},{"$f":"AG64*(1+VLOOKUP($B64,'WEO Projections'!$B$51:$AH$68,AH$1,FALSE))","v":269.84323004207994},{"$f":"AH64*(1+VLOOKUP($B64,'WEO Projections'!$B$51:$AH$68,AI$1,FALSE))","v":263.47613783110603},{"$f":"AI64*(1+VLOOKUP($B64,'WEO Projections'!$B$51:$AH$68,AJ$1,FALSE))","v":257.10904562013212},{"$f":"AJ64*(1+VLOOKUP($B64,'WEO Projections'!$B$51:$AH$68,AK$1,FALSE))","v":252.24585150249564},{"$f":"AK64*(1+VLOOKUP($B64,'WEO Projections'!$B$51:$AH$68,AL$1,FALSE))","v":247.38265738485916},{"$f":"AL64*(1+VLOOKUP($B64,'WEO Projections'!$B$51:$AH$68,AM$1,FALSE))","v":242.5194632672227},{"$f":"AM64*(1+VLOOKUP($B64,'WEO Projections'!$B$51:$AH$68,AN$1,FALSE))","v":237.65626914958622},{"$f":"AN64*(1+VLOOKUP($B64,'WEO Projections'!$B$51:$AH$68,AO$1,FALSE))","v":232.79307503194974},{"$f":"AO64*(1+VLOOKUP($B64,'WEO Projections'!$B$51:$AH$68,AP$1,FALSE))","v":229.65363811843798},{"$f":"AP64*(1+VLOOKUP($B64,'WEO Projections'!$B$51:$AH$68,AQ$1,FALSE))","v":226.5142012049262},{"$f":"AQ64*(1+VLOOKUP($B64,'WEO Projections'!$B$51:$AH$68,AR$1,FALSE))","v":223.37476429141446},{"$f":"AR64*(1+VLOOKUP($B64,'WEO Projections'!$B$51:$AH$68,AS$1,FALSE))","v":220.23532737790268},{"$f":"AS64*(1+VLOOKUP($B64,'WEO Projections'!$B$51:$AH$68,AT$1,FALSE))","v":217.09589046439092},{"$f":"AT64*(1+VLOOKUP($B64,'WEO Projections'!$B$51:$AH$68,AU$1,FALSE))","v":216.33226680076589},{"$f":"AU64*(1+VLOOKUP($B64,'WEO Projections'!$B$51:$AH$68,AV$1,FALSE))","v":215.56864313714092},{"$f":"AV64*(1+VLOOKUP($B64,'WEO Projections'!$B$51:$AH$68,AW$1,FALSE))","v":214.8050194735159},{"$f":"AW64*(1+VLOOKUP($B64,'WEO Projections'!$B$51:$AH$68,AX$1,FALSE))","v":214.04139580989093},{"$f":"AX64*(1+VLOOKUP($B64,'WEO Projections'!$B$51:$AH$68,AY$1,FALSE))","v":213.27777214626593},{"$f":"AY64*(1+VLOOKUP($B64,'WEO Projections'!$B$51:$AH$68,AZ$1,FALSE))","v":212.69912726106131},{"$f":"AZ64*(1+VLOOKUP($B64,'WEO Projections'!$B$51:$AH$68,BA$1,FALSE))","v":212.12048237585668},{"$f":"BA64*(1+VLOOKUP($B64,'WEO Projections'!$B$51:$AH$68,BB$1,FALSE))","v":211.54183749065209},{"$f":"BB64*(1+VLOOKUP($B64,'WEO Projections'!$B$51:$AH$68,BC$1,FALSE))","v":210.96319260544746},{"$f":"BC64*(1+VLOOKUP($B64,'WEO Projections'!$B$51:$AH$68,BD$1,FALSE))","v":210.38454772024284},null,279.7710204450504,242.51946326722268,223.37476429141446]
["Cuba",{"$f":"VLOOKUP(A65,'Country Parameters'!$B$4:$T$198,19,FALSE)","v":"Latin America"},"Cuba","Total","CO2 per kWh of electricity (gCO2 per kWh)",765.09950000000003,767.06370000000004,757.97569999999996,814.73069999999996,853.08780000000002,858.26610000000005,843.21889999999996,749.44820000000004,744.04240000000004,696.45249999999999,690.18920000000003,579.91060000000004,791.86569999999995,815.10730000000001,819.81569999999999,831.98940000000005,767.26639999999998,749.64099999999996,732.9461,1062.6543999999999,1014.4408,943.85519999999997,897.25570000000005,{"$f":"AB65*(1+VLOOKUP($B65,'WEO Projections'!$B$51:$AH$68,AC$1,FALSE))","v":888.49125525584179},{"$f":"AC65*(1+VLOOKUP($B65,'WEO Projections'!$B$51:$AH$68,AD$1,FALSE))","v":879.72681051168365},{"$f":"AD65*(1+VLOOKUP($B65,'WEO Projections'!$B$51:$AH$68,AE$1,FALSE))","v":870.9623657675254},{"$f":"AE65*(1+VLOOKUP($B65,'WEO Projections'!$B$51:$AH$68,AF$1,FALSE))","v":855.79906974664573},{"$f":"AF65*(1+VLOOKUP($B65,'WEO Projections'!$B$51:$AH$68,AG$1,FALSE))","v":840.63577372576583},{"$f":"AG65*(1+VLOOKUP($B65,'WEO Projections'!$B$51:$AH$68,AH$1,FALSE))","v":825.47247770488616},{"$f":"AH65*(1+VLOOKUP($B65,'WEO Projections'!$B$51:$AH$68,AI$1,FALSE))","v":810.30918168400626},{"$f":"AI65*(1+VLOOKUP($B65,'WEO Projections'!$B$51:$AH$68,AJ$1,FALSE))","v":795.14588566312659},{"$f":"AJ65*(1+VLOOKUP($B65,'WEO Projections'!$B$51:$AH$68,AK$1,FALSE))","v":790.1878657958024},{"$f":"AK65*(1+VLOOKUP($B65,'WEO Projections'!$B$51:$AH$68,AL$1,FALSE))","v":785.2298459284782},{"$f":"AL65*(1+VLOOKUP($B65,'WEO Projections'!$B$51:$AH$68,AM$1,FALSE))","v":780.271826061154},{"$f":"AM65*(1+VLOOKUP($B65,'WEO Projections'!$B$51:$AH$68,AN$1,FALSE))","v":775.31380619382981},{"$f":"AN65*(1+VLOOKUP($B65,'WEO Projections'!$B$51:$AH$68,AO$1,FALSE))","v":770.35578632650561},{"$f":"AO65*(1+VLOOKUP($B65,'WEO Projections'!$B$51:$AH$68,AP$1,FALSE))","v":766.56469493497264},{"$f":"AP65*(1+VLOOKUP($B65,'WEO Projections'!$B$51:$AH$68,AQ$1,FALSE))","v":762.77360354343955},{"$f":"AQ65*(1+VLOOKUP($B65,'WEO Projections'!$B$51:$AH$68,AR$1,FALSE))","v":758.98251215190658},{"$f":"AR65*(1+VLOOKUP($B65,'WEO Projections'!$B$51:$AH$68,AS$1,FALSE))","v":755.19142076037349},{"$f":"AS65*(1+VLOOKUP($B65,'WEO Projections'!$B$51:$AH$68,AT$1,FALSE))","v":751.40032936884052},{"$f":"AT65*(1+VLOOKUP($B65,'WEO Projections'!$B$51:$AH$68,AU$1,FALSE))","v":755.89421946358243},{"$f":"AU65*(1+VLOOKUP($B65,'WEO Projections'!$B$51:$AH$68,AV$1,FALSE))","v":760.38810955832435},{"$f":"AV65*(1+VLOOKUP($B65,'WEO Projections'!$B$51:$AH$68,AW$1,FALSE))","v":764.88199965306637},{"$f":"AW65*(1+VLOOKUP($B65,'WEO Projections'!$B$51:$AH$68,AX$1,FALSE))","v":769.3758897478084},{"$f":"AX65*(1+VLOOKUP($B65,'WEO Projections'!$B$51:$AH$68,AY$1,FALSE))","v":773.86977984255032},{"$f":"AY65*(1+VLOOKUP($B65,'WEO Projections'!$B$51:$AH$68,AZ$1,FALSE))","v":776.93349958749286},{"$f":"AZ65*(1+VLOOKUP($B65,'WEO Projections'!$B$51:$AH$68,BA$1,FALSE))","v":779.99721933243529},{"$f":"BA65*(1+VLOOKUP($B65,'WEO Projections'!$B$51:$AH$68,BB$1,FALSE))","v":783.06093907737795},{"$f":"BB65*(1+VLOOKUP($B65,'WEO Projections'!$B$51:$AH$68,BC$1,FALSE))","v":786.12465882232038},{"$f":"BC65*(1+VLOOKUP($B65,'WEO Projections'!$B$51:$AH$68,BD$1,FALSE))","v":789.18837856726293},null,845.81785250743519,780.271826061154,758.98251215190658]
["Cyprus",{"$f":"VLOOKUP(A66,'Country Parameters'!$B$4:$T$198,19,FALSE)","v":"Eastern Europe & Eurasia"},"Cyprus","Total","CO2 per kWh of electricity (gCO2 per kWh)",838.09929999999997,827.51369999999997,827.34900000000005,828.10080000000005,831.87040000000002,822.2559,832.70950000000005,841.30719999999997,843.25040000000001,856.36829999999998,837.63350000000003,777.42949999999996,756.04650000000004,833.29660000000001,772.42539999999997,788.37239999999997,758.11720000000003,760.63559999999995,758.51089999999999,745.98500000000001,704.67439999999999,732.35400000000004,726.29570000000001,{"$f":"AB66*(1+VLOOKUP($B66,'WEO Projections'!$B$51:$AH$68,AC$1,FALSE))","v":709.08100223521171},{"$f":"AC66*(1+VLOOKUP($B66,'WEO Projections'!$B$51:$AH$68,AD$1,FALSE))","v":691.86630447042342},{"$f":"AD66*(1+VLOOKUP($B66,'WEO Projections'!$B$51:$AH$68,AE$1,FALSE))","v":674.65160670563512},{"$f":"AE66*(1+VLOOKUP($B66,'WEO Projections'!$B$51:$AH$68,AF$1,FALSE))","v":659.78519156036282},{"$f":"AF66*(1+VLOOKUP($B66,'WEO Projections'!$B$51:$AH$68,AG$1,FALSE))","v":644.91877641509052},{"$f":"AG66*(1+VLOOKUP($B66,'WEO Projections'!$B$51:$AH$68,AH$1,FALSE))","v":630.05236126981822},{"$f":"AH66*(1+VLOOKUP($B66,'WEO Projections'!$B$51:$AH$68,AI$1,FALSE))","v":615.18594612454581},{"$f":"AI66*(1+VLOOKUP($B66,'WEO Projections'!$B$51:$AH$68,AJ$1,FALSE))","v":600.31953097927351},{"$f":"AJ66*(1+VLOOKUP($B66,'WEO Projections'!$B$51:$AH$68,AK$1,FALSE))","v":588.9645418744791},{"$f":"AK66*(1+VLOOKUP($B66,'WEO Projections'!$B$51:$AH$68,AL$1,FALSE))","v":577.60955276968468},{"$f":"AL66*(1+VLOOKUP($B66,'WEO Projections'!$B$51:$AH$68,AM$1,FALSE))","v":566.25456366489038},{"$f":"AM66*(1+VLOOKUP($B66,'WEO Projections'!$B$51:$AH$68,AN$1,FALSE))","v":554.89957456009597},{"$f":"AN66*(1+VLOOKUP($B66,'WEO Projections'!$B$51:$AH$68,AO$1,FALSE))","v":543.54458545530156},{"$f":"AO66*(1+VLOOKUP($B66,'WEO Projections'!$B$51:$AH$68,AP$1,FALSE))","v":536.21436768364481},{"$f":"AP66*(1+VLOOKUP($B66,'WEO Projections'!$B$51:$AH$68,AQ$1,FALSE))","v":528.88414991198806},{"$f":"AQ66*(1+VLOOKUP($B66,'WEO Projections'!$B$51:$AH$68,AR$1,FALSE))","v":521.55393214033143},{"$f":"AR66*(1+VLOOKUP($B66,'WEO Projections'!$B$51:$AH$68,AS$1,FALSE))","v":514.22371436867468},{"$f":"AS66*(1+VLOOKUP($B66,'WEO Projections'!$B$51:$AH$68,AT$1,FALSE))","v":506.89349659701793},{"$f":"AT66*(1+VLOOKUP($B66,'WEO Projections'!$B$51:$AH$68,AU$1,FALSE))","v":505.11052471251514},{"$f":"AU66*(1+VLOOKUP($B66,'WEO Projections'!$B$51:$AH$68,AV$1,FALSE))","v":503.32755282801241},{"$f":"AV66*(1+VLOOKUP($B66,'WEO Projections'!$B$51:$AH$68,AW$1,FALSE))","v":501.54458094350963},{"$f":"AW66*(1+VLOOKUP($B66,'WEO Projections'!$B$51:$AH$68,AX$1,FALSE))","v":499.76160905900696},{"$f":"AX66*(1+VLOOKUP($B66,'WEO Projections'!$B$51:$AH$68,AY$1,FALSE))","v":497.97863717450417},{"$f":"AY66*(1+VLOOKUP($B66,'WEO Projections'!$B$51:$AH$68,AZ$1,FALSE))","v":496.6275690887752},{"$f":"AZ66*(1+VLOOKUP($B66,'WEO Projections'!$B$51:$AH$68,BA$1,FALSE))","v":495.27650100304618},{"$f":"BA66*(1+VLOOKUP($B66,'WEO Projections'!$B$51:$AH$68,BB$1,FALSE))","v":493.92543291731732},{"$f":"BB66*(1+VLOOKUP($B66,'WEO Projections'!$B$51:$AH$68,BC$1,FALSE))","v":492.57436483158835},{"$f":"BC66*(1+VLOOKUP($B66,'WEO Projections'!$B$51:$AH$68,BD$1,FALSE))","v":491.22329674585933},null,653.23258997004518,566.25456366489038,521.55393214033143]
["Czech Republic",{"$f":"VLOOKUP(A67,'Country Parameters'!$B$4:$T$198,19,FALSE)","v":"OECD Europe"},"Czech Republic","Total","CO2 per kWh of electricity (gCO2 per kWh)",744.00509999999997,740.55179999999996,722.19479999999999,758.50350000000003,772.93259999999998,794.49839999999995,772.25620000000004,760.94529999999997,749.67729999999995,724.28060000000005,728.02,716.60320000000002,676.798,618.31399999999996,616.50350000000003,613.6046,605.70989999999995,636.19159999999999,621.24090000000001,587.84820000000002,588.70849999999996,590.24120000000005,551.84950000000003,{"$f":"AB67*(1+VLOOKUP($B67,'WEO Projections'!$B$51:$AH$68,AC$1,FALSE))","v":538.56372081560198},{"$f":"AC67*(1+VLOOKUP($B67,'WEO Projections'!$B$51:$AH$68,AD$1,FALSE))","v":525.27794163120382},{"$f":"AD67*(1+VLOOKUP($B67,'WEO Projections'!$B$51:$AH$68,AE$1,FALSE))","v":511.99216244680582},{"$f":"AE67*(1+VLOOKUP($B67,'WEO Projections'!$B$51:$AH$68,AF$1,FALSE))","v":501.95977554681741},{"$f":"AF67*(1+VLOOKUP($B67,'WEO Projections'!$B$51:$AH$68,AG$1,FALSE))","v":491.927388646829},{"$f":"AG67*(1+VLOOKUP($B67,'WEO Projections'!$B$51:$AH$68,AH$1,FALSE))","v":481.89500174684059},{"$f":"AH67*(1+VLOOKUP($B67,'WEO Projections'!$B$51:$AH$68,AI$1,FALSE))","v":471.86261484685218},{"$f":"AI67*(1+VLOOKUP($B67,'WEO Projections'!$B$51:$AH$68,AJ$1,FALSE))","v":461.83022794686377},{"$f":"AJ67*(1+VLOOKUP($B67,'WEO Projections'!$B$51:$AH$68,AK$1,FALSE))","v":458.33987367392314},{"$f":"AK67*(1+VLOOKUP($B67,'WEO Projections'!$B$51:$AH$68,AL$1,FALSE))","v":454.8495194009825},{"$f":"AL67*(1+VLOOKUP($B67,'WEO Projections'!$B$51:$AH$68,AM$1,FALSE))","v":451.35916512804181},{"$f":"AM67*(1+VLOOKUP($B67,'WEO Projections'!$B$51:$AH$68,AN$1,FALSE))","v":447.86881085510117},{"$f":"AN67*(1+VLOOKUP($B67,'WEO Projections'!$B$51:$AH$68,AO$1,FALSE))","v":444.37845658216054},{"$f":"AO67*(1+VLOOKUP($B67,'WEO Projections'!$B$51:$AH$68,AP$1,FALSE))","v":439.39145238789172},{"$f":"AP67*(1+VLOOKUP($B67,'WEO Projections'!$B$51:$AH$68,AQ$1,FALSE))","v":434.40444819362301},{"$f":"AQ67*(1+VLOOKUP($B67,'WEO Projections'!$B$51:$AH$68,AR$1,FALSE))","v":429.41744399935419},{"$f":"AR67*(1+VLOOKUP($B67,'WEO Projections'!$B$51:$AH$68,AS$1,FALSE))","v":424.43043980508543},{"$f":"AS67*(1+VLOOKUP($B67,'WEO Projections'!$B$51:$AH$68,AT$1,FALSE))","v":419.44343561081666},{"$f":"AT67*(1+VLOOKUP($B67,'WEO Projections'!$B$51:$AH$68,AU$1,FALSE))","v":413.43677400902982},{"$f":"AU67*(1+VLOOKUP($B67,'WEO Projections'!$B$51:$AH$68,AV$1,FALSE))","v":407.43011240724297},{"$f":"AV67*(1+VLOOKUP($B67,'WEO Projections'!$B$51:$AH$68,AW$1,FALSE))","v":401.42345080545613},{"$f":"AW67*(1+VLOOKUP($B67,'WEO Projections'!$B$51:$AH$68,AX$1,FALSE))","v":395.41678920366928},{"$f":"AX67*(1+VLOOKUP($B67,'WEO Projections'!$B$51:$AH$68,AY$1,FALSE))","v":389.41012760188244},{"$f":"AY67*(1+VLOOKUP($B67,'WEO Projections'!$B$51:$AH$68,AZ$1,FALSE))","v":387.90676899009065},{"$f":"AZ67*(1+VLOOKUP($B67,'WEO Projections'!$B$51:$AH$68,BA$1,FALSE))","v":386.40341037829893},{"$f":"BA67*(1+VLOOKUP($B67,'WEO Projections'!$B$51:$AH$68,BB$1,FALSE))","v":384.9000517665072},{"$f":"BB67*(1+VLOOKUP($B67,'WEO Projections'!$B$51:$AH$68,BC$1,FALSE))","v":383.39669315471542},{"$f":"BC67*(1+VLOOKUP($B67,'WEO Projections'!$B$51:$AH$68,BD$1,FALSE))","v":381.89333454292364},null,498.16360420347684,451.35916512804181,429.41744399935425]
["Denmark",{"$f":"VLOOKUP(A68,'Country Parameters'!$B$4:$T$198,19,FALSE)","v":"OECD Europe"},"Denmark","Total","CO2 per kWh of electricity (gCO2 per kWh)",668.59299999999996,688.04049999999995,660.10220000000004,626.77760000000001,628.1635,588.03539999999998,615.12459999999999,560.50009999999997,518.94460000000004,479.98919999999998,449.66269999999997,444.11279999999999,438.65660000000003,474.58909999999997,403.85489999999999,369.76319999999998,459.37470000000002,425.61180000000002,398.73829999999998,399.2054,358.40350000000001,314.75549999999998,257.26420000000002,{"$f":"AB68*(1+VLOOKUP($B68,'WEO Projections'!$B$51:$AH$68,AC$1,FALSE))","v":251.07056323263714},{"$f":"AC68*(1+VLOOKUP($B68,'WEO Projections'!$B$51:$AH$68,AD$1,FALSE))","v":244.87692646527421},{"$f":"AD68*(1+VLOOKUP($B68,'WEO Projections'!$B$51:$AH$68,AE$1,FALSE))","v":238.68328969791136},{"$f":"AE68*(1+VLOOKUP($B68,'WEO Projections'!$B$51:$AH$68,AF$1,FALSE))","v":234.00633703252706},{"$f":"AF68*(1+VLOOKUP($B68,'WEO Projections'!$B$51:$AH$68,AG$1,FALSE))","v":229.32938436714275},{"$f":"AG68*(1+VLOOKUP($B68,'WEO Projections'!$B$51:$AH$68,AH$1,FALSE))","v":224.65243170175845},{"$f":"AH68*(1+VLOOKUP($B68,'WEO Projections'!$B$51:$AH$68,AI$1,FALSE))","v":219.97547903637414},{"$f":"AI68*(1+VLOOKUP($B68,'WEO Projections'!$B$51:$AH$68,AJ$1,FALSE))","v":215.29852637098983},{"$f":"AJ68*(1+VLOOKUP($B68,'WEO Projections'!$B$51:$AH$68,AK$1,FALSE))","v":213.67137404097113},{"$f":"AK68*(1+VLOOKUP($B68,'WEO Projections'!$B$51:$AH$68,AL$1,FALSE))","v":212.04422171095243},{"$f":"AL68*(1+VLOOKUP($B68,'WEO Projections'!$B$51:$AH$68,AM$1,FALSE))","v":210.4170693809337},{"$f":"AM68*(1+VLOOKUP($B68,'WEO Projections'!$B$51:$AH$68,AN$1,FALSE))","v":208.78991705091499},{"$f":"AN68*(1+VLOOKUP($B68,'WEO Projections'!$B$51:$AH$68,AO$1,FALSE))","v":207.16276472089629},{"$f":"AO68*(1+VLOOKUP($B68,'WEO Projections'!$B$51:$AH$68,AP$1,FALSE))","v":204.8378959941235},{"$f":"AP68*(1+VLOOKUP($B68,'WEO Projections'!$B$51:$AH$68,AQ$1,FALSE))","v":202.51302726735074},{"$f":"AQ68*(1+VLOOKUP($B68,'WEO Projections'!$B$51:$AH$68,AR$1,FALSE))","v":200.18815854057794},{"$f":"AR68*(1+VLOOKUP($B68,'WEO Projections'!$B$51:$AH$68,AS$1,FALSE))","v":197.86328981380515},{"$f":"AS68*(1+VLOOKUP($B68,'WEO Projections'!$B$51:$AH$68,AT$1,FALSE))","v":195.53842108703236},{"$f":"AT68*(1+VLOOKUP($B68,'WEO Projections'!$B$51:$AH$68,AU$1,FALSE))","v":192.73820292672886},{"$f":"AU68*(1+VLOOKUP($B68,'WEO Projections'!$B$51:$AH$68,AV$1,FALSE))","v":189.93798476642536},{"$f":"AV68*(1+VLOOKUP($B68,'WEO Projections'!$B$51:$AH$68,AW$1,FALSE))","v":187.13776660612186},{"$f":"AW68*(1+VLOOKUP($B68,'WEO Projections'!$B$51:$AH$68,AX$1,FALSE))","v":184.33754844581836},{"$f":"AX68*(1+VLOOKUP($B68,'WEO Projections'!$B$51:$AH$68,AY$1,FALSE))","v":181.53733028551486},{"$f":"AY68*(1+VLOOKUP($B68,'WEO Projections'!$B$51:$AH$68,AZ$1,FALSE))","v":180.83648639496911},{"$f":"AZ68*(1+VLOOKUP($B68,'WEO Projections'!$B$51:$AH$68,BA$1,FALSE))","v":180.13564250442337},{"$f":"BA68*(1+VLOOKUP($B68,'WEO Projections'!$B$51:$AH$68,BB$1,FALSE))","v":179.43479861387766},{"$f":"BB68*(1+VLOOKUP($B68,'WEO Projections'!$B$51:$AH$68,BC$1,FALSE))","v":178.73395472333192},{"$f":"BC68*(1+VLOOKUP($B68,'WEO Projections'!$B$51:$AH$68,BD$1,FALSE))","v":178.03311083278618},null,232.23661723807683,210.4170693809337,200.18815854057794]
["Dominican Republic",{"$f":"VLOOKUP(A69,'Country Parameters'!$B$4:$T$198,19,FALSE)","v":"Latin America"},"Dominican Republic","Total","CO2 per kWh of electricity (gCO2 per kWh)",868.07330000000002,917.36249999999995,770.40150000000006,739.80089999999996,858.43619999999999,894.99779999999998,760.71349999999995,795.09450000000004,812.25300000000004,797.47090000000003,781.83500000000004,672.89250000000004,815.5521,632.68320000000006,538.44989999999996,632.80730000000005,620.2586,612.20050000000003,628.33900000000006,619.87909999999999,595.55409999999995,594.1232,555.25109999999995,{"$f":"AB69*(1+VLOOKUP($B69,'WEO Projections'!$B$51:$AH$68,AC$1,FALSE))","v":549.82737565354762},{"$f":"AC69*(1+VLOOKUP($B69,'WEO Projections'!$B$51:$AH$68,AD$1,FALSE))","v":544.4036513070954},{"$f":"AD69*(1+VLOOKUP($B69,'WEO Projections'!$B$51:$AH$68,AE$1,FALSE))","v":538.97992696064307},{"$f":"AE69*(1+VLOOKUP($B69,'WEO Projections'!$B$51:$AH$68,AF$1,FALSE))","v":529.59638468253991},{"$f":"AF69*(1+VLOOKUP($B69,'WEO Projections'!$B$51:$AH$68,AG$1,FALSE))","v":520.21284240443663},{"$f":"AG69*(1+VLOOKUP($B69,'WEO Projections'!$B$51:$AH$68,AH$1,FALSE))","v":510.82930012633341},{"$f":"AH69*(1+VLOOKUP($B69,'WEO Projections'!$B$51:$AH$68,AI$1,FALSE))","v":501.44575784823013},{"$f":"AI69*(1+VLOOKUP($B69,'WEO Projections'!$B$51:$AH$68,AJ$1,FALSE))","v":492.06221557012697},{"$f":"AJ69*(1+VLOOKUP($B69,'WEO Projections'!$B$51:$AH$68,AK$1,FALSE))","v":488.99403112153152},{"$f":"AK69*(1+VLOOKUP($B69,'WEO Projections'!$B$51:$AH$68,AL$1,FALSE))","v":485.92584667293607},{"$f":"AL69*(1+VLOOKUP($B69,'WEO Projections'!$B$51:$AH$68,AM$1,FALSE))","v":482.85766222434063},{"$f":"AM69*(1+VLOOKUP($B69,'WEO Projections'!$B$51:$AH$68,AN$1,FALSE))","v":479.78947777574524},{"$f":"AN69*(1+VLOOKUP($B69,'WEO Projections'!$B$51:$AH$68,AO$1,FALSE))","v":476.72129332714979},{"$f":"AO69*(1+VLOOKUP($B69,'WEO Projections'!$B$51:$AH$68,AP$1,FALSE))","v":474.37524229025007},{"$f":"AP69*(1+VLOOKUP($B69,'WEO Projections'!$B$51:$AH$68,AQ$1,FALSE))","v":472.02919125335023},{"$f":"AQ69*(1+VLOOKUP($B69,'WEO Projections'!$B$51:$AH$68,AR$1,FALSE))","v":469.68314021645051},{"$f":"AR69*(1+VLOOKUP($B69,'WEO Projections'!$B$51:$AH$68,AS$1,FALSE))","v":467.33708917955067},{"$f":"AS69*(1+VLOOKUP($B69,'WEO Projections'!$B$51:$AH$68,AT$1,FALSE))","v":464.99103814265095},{"$f":"AT69*(1+VLOOKUP($B69,'WEO Projections'!$B$51:$AH$68,AU$1,FALSE))","v":467.77200394580444},{"$f":"AU69*(1+VLOOKUP($B69,'WEO Projections'!$B$51:$AH$68,AV$1,FALSE))","v":470.55296974895793},{"$f":"AV69*(1+VLOOKUP($B69,'WEO Projections'!$B$51:$AH$68,AW$1,FALSE))","v":473.33393555211148},{"$f":"AW69*(1+VLOOKUP($B69,'WEO Projections'!$B$51:$AH$68,AX$1,FALSE))","v":476.11490135526503},{"$f":"AX69*(1+VLOOKUP($B69,'WEO Projections'!$B$51:$AH$68,AY$1,FALSE))","v":478.89586715841853},{"$f":"AY69*(1+VLOOKUP($B69,'WEO Projections'!$B$51:$AH$68,AZ$1,FALSE))","v":480.79179689001126},{"$f":"AZ69*(1+VLOOKUP($B69,'WEO Projections'!$B$51:$AH$68,BA$1,FALSE))","v":482.68772662160399},{"$f":"BA69*(1+VLOOKUP($B69,'WEO Projections'!$B$51:$AH$68,BB$1,FALSE))","v":484.58365635319677},{"$f":"BB69*(1+VLOOKUP($B69,'WEO Projections'!$B$51:$AH$68,BC$1,FALSE))","v":486.4795860847895},{"$f":"BC69*(1+VLOOKUP($B69,'WEO Projections'!$B$51:$AH$68,BD$1,FALSE))","v":488.37551581638229},null,523.41968181911909,482.85766222434069,469.68314021645057]
["Ecuador",{"$f":"VLOOKUP(A70,'Country Parameters'!$B$4:$T$198,19,FALSE)","v":"Latin America"},"Ecuador","Total","CO2 per kWh of electricity (gCO2 per kWh)",187.30109999999999,230.20050000000001,277.51679999999999,194.541,172.1516,307.78289999999998,280.11090000000002,318.37299999999999,341.38709999999998,236.13200000000001,215.2637,272.16550000000001,268.26420000000002,263.38389999999998,282.74939999999998,374.05790000000002,418.37990000000002,343.6816,258.95650000000001,327.63319999999999,387.35879999999997,338.16370000000001,313.02069999999998,{"$f":"AB70*(1+VLOOKUP($B70,'WEO Projections'!$B$51:$AH$68,AC$1,FALSE))","v":309.96309598708842},{"$f":"AC70*(1+VLOOKUP($B70,'WEO Projections'!$B$51:$AH$68,AD$1,FALSE))","v":306.90549197417693},{"$f":"AD70*(1+VLOOKUP($B70,'WEO Projections'!$B$51:$AH$68,AE$1,FALSE))","v":303.84788796126537},{"$f":"AE70*(1+VLOOKUP($B70,'WEO Projections'!$B$51:$AH$68,AF$1,FALSE))","v":298.55795162008303},{"$f":"AF70*(1+VLOOKUP($B70,'WEO Projections'!$B$51:$AH$68,AG$1,FALSE))","v":293.26801527890069},{"$f":"AG70*(1+VLOOKUP($B70,'WEO Projections'!$B$51:$AH$68,AH$1,FALSE))","v":287.97807893771835},{"$f":"AH70*(1+VLOOKUP($B70,'WEO Projections'!$B$51:$AH$68,AI$1,FALSE))","v":282.68814259653595},{"$f":"AI70*(1+VLOOKUP($B70,'WEO Projections'!$B$51:$AH$68,AJ$1,FALSE))","v":277.39820625535367},{"$f":"AJ70*(1+VLOOKUP($B70,'WEO Projections'!$B$51:$AH$68,AK$1,FALSE))","v":275.66852891868842},{"$f":"AK70*(1+VLOOKUP($B70,'WEO Projections'!$B$51:$AH$68,AL$1,FALSE))","v":273.93885158202318},{"$f":"AL70*(1+VLOOKUP($B70,'WEO Projections'!$B$51:$AH$68,AM$1,FALSE))","v":272.20917424535793},{"$f":"AM70*(1+VLOOKUP($B70,'WEO Projections'!$B$51:$AH$68,AN$1,FALSE))","v":270.47949690869268},{"$f":"AN70*(1+VLOOKUP($B70,'WEO Projections'!$B$51:$AH$68,AO$1,FALSE))","v":268.74981957202743},{"$f":"AO70*(1+VLOOKUP($B70,'WEO Projections'!$B$51:$AH$68,AP$1,FALSE))","v":267.42724220512787},{"$f":"AP70*(1+VLOOKUP($B70,'WEO Projections'!$B$51:$AH$68,AQ$1,FALSE))","v":266.10466483822825},{"$f":"AQ70*(1+VLOOKUP($B70,'WEO Projections'!$B$51:$AH$68,AR$1,FALSE))","v":264.78208747132868},{"$f":"AR70*(1+VLOOKUP($B70,'WEO Projections'!$B$51:$AH$68,AS$1,FALSE))","v":263.45951010442906},{"$f":"AS70*(1+VLOOKUP($B70,'WEO Projections'!$B$51:$AH$68,AT$1,FALSE))","v":262.13693273752949},{"$f":"AT70*(1+VLOOKUP($B70,'WEO Projections'!$B$51:$AH$68,AU$1,FALSE))","v":263.70469165305286},{"$f":"AU70*(1+VLOOKUP($B70,'WEO Projections'!$B$51:$AH$68,AV$1,FALSE))","v":265.27245056857623},{"$f":"AV70*(1+VLOOKUP($B70,'WEO Projections'!$B$51:$AH$68,AW$1,FALSE))","v":266.84020948409966},{"$f":"AW70*(1+VLOOKUP($B70,'WEO Projections'!$B$51:$AH$68,AX$1,FALSE))","v":268.40796839962309},{"$f":"AX70*(1+VLOOKUP($B70,'WEO Projections'!$B$51:$AH$68,AY$1,FALSE))","v":269.97572731514646},{"$f":"AY70*(1+VLOOKUP($B70,'WEO Projections'!$B$51:$AH$68,AZ$1,FALSE))","v":271.04455050475201},{"$f":"AZ70*(1+VLOOKUP($B70,'WEO Projections'!$B$51:$AH$68,BA$1,FALSE))","v":272.11337369435751},{"$f":"BA70*(1+VLOOKUP($B70,'WEO Projections'!$B$51:$AH$68,BB$1,FALSE))","v":273.18219688396306},{"$f":"BB70*(1+VLOOKUP($B70,'WEO Projections'!$B$51:$AH$68,BC$1,FALSE))","v":274.25102007356855},{"$f":"BC70*(1+VLOOKUP($B70,'WEO Projections'!$B$51:$AH$68,BD$1,FALSE))","v":275.31984326317411},null,295.07585882639029,{"$f":"AVERAGE(AK70:AO70)","v":272.20917424535793},{"$f":"AVERAGE(AP70:AT70)","v":264.78208747132868}]
["Egypt",{"$f":"VLOOKUP(A71,'Country Parameters'!$B$4:$T$198,19,FALSE)","v":"Africa"},"Egypt","Total","CO2 per kWh of electricity (gCO2 per kWh)",525.2672,533.49369999999999,533.07190000000003,505.8494,468.54020000000003,445.21949999999998,434.55959999999999,444.50779999999997,470.28050000000002,456.4597,344.33080000000001,380.60160000000002,392.82069999999999,398.08519999999999,490.24540000000002,475.45749999999998,469.87130000000002,439.13630000000001,462.35930000000002,466.51119999999997,423.88799999999998,421.19200000000001,443.76,{"$f":"AB71*(1+VLOOKUP($B71,'WEO Projections'!$B$51:$AH$68,AC$1,FALSE))","v":440.78444830205558},{"$f":"AC71*(1+VLOOKUP($B71,'WEO Projections'!$B$51:$AH$68,AD$1,FALSE))","v":437.80889660411123},{"$f":"AD71*(1+VLOOKUP($B71,'WEO Projections'!$B$51:$AH$68,AE$1,FALSE))","v":434.83334490616687},{"$f":"AE71*(1+VLOOKUP($B71,'WEO Projections'!$B$51:$AH$68,AF$1,FALSE))","v":426.79169784609741},{"$f":"AF71*(1+VLOOKUP($B71,'WEO Projections'!$B$51:$AH$68,AG$1,FALSE))","v":418.75005078602794},{"$f":"AG71*(1+VLOOKUP($B71,'WEO Projections'!$B$51:$AH$68,AH$1,FALSE))","v":410.70840372595836},{"$f":"AH71*(1+VLOOKUP($B71,'WEO Projections'!$B$51:$AH$68,AI$1,FALSE))","v":402.66675666588884},{"$f":"AI71*(1+VLOOKUP($B71,'WEO Projections'!$B$51:$AH$68,AJ$1,FALSE))","v":394.62510960581938},{"$f":"AJ71*(1+VLOOKUP($B71,'WEO Projections'!$B$51:$AH$68,AK$1,FALSE))","v":388.70727921700552},{"$f":"AK71*(1+VLOOKUP($B71,'WEO Projections'!$B$51:$AH$68,AL$1,FALSE))","v":382.78944882819167},{"$f":"AL71*(1+VLOOKUP($B71,'WEO Projections'!$B$51:$AH$68,AM$1,FALSE))","v":376.87161843937776},{"$f":"AM71*(1+VLOOKUP($B71,'WEO Projections'!$B$51:$AH$68,AN$1,FALSE))","v":370.9537880505639},{"$f":"AN71*(1+VLOOKUP($B71,'WEO Projections'!$B$51:$AH$68,AO$1,FALSE))","v":365.03595766175005},{"$f":"AO71*(1+VLOOKUP($B71,'WEO Projections'!$B$51:$AH$68,AP$1,FALSE))","v":358.93447387771755},{"$f":"AP71*(1+VLOOKUP($B71,'WEO Projections'!$B$51:$AH$68,AQ$1,FALSE))","v":352.83299009368505},{"$f":"AQ71*(1+VLOOKUP($B71,'WEO Projections'!$B$51:$AH$68,AR$1,FALSE))","v":346.73150630965256},{"$f":"AR71*(1+VLOOKUP($B71,'WEO Projections'!$B$51:$AH$68,AS$1,FALSE))","v":340.63002252562006},{"$f":"AS71*(1+VLOOKUP($B71,'WEO Projections'!$B$51:$AH$68,AT$1,FALSE))","v":334.52853874158757},{"$f":"AT71*(1+VLOOKUP($B71,'WEO Projections'!$B$51:$AH$68,AU$1,FALSE))","v":330.71843811446087},{"$f":"AU71*(1+VLOOKUP($B71,'WEO Projections'!$B$51:$AH$68,AV$1,FALSE))","v":326.90833748733417},{"$f":"AV71*(1+VLOOKUP($B71,'WEO Projections'!$B$51:$AH$68,AW$1,FALSE))","v":323.09823686020746},{"$f":"AW71*(1+VLOOKUP($B71,'WEO Projections'!$B$51:$AH$68,AX$1,FALSE))","v":319.28813623308082},{"$f":"AX71*(1+VLOOKUP($B71,'WEO Projections'!$B$51:$AH$68,AY$1,FALSE))","v":315.47803560595412},{"$f":"AY71*(1+VLOOKUP($B71,'WEO Projections'!$B$51:$AH$68,AZ$1,FALSE))","v":312.20680426236015},{"$f":"AZ71*(1+VLOOKUP($B71,'WEO Projections'!$B$51:$AH$68,BA$1,FALSE))","v":308.93557291876624},{"$f":"BA71*(1+VLOOKUP($B71,'WEO Projections'!$B$51:$AH$68,BB$1,FALSE))","v":305.66434157517227},{"$f":"BB71*(1+VLOOKUP($B71,'WEO Projections'!$B$51:$AH$68,BC$1,FALSE))","v":302.39311023157831},{"$f":"BC71*(1+VLOOKUP($B71,'WEO Projections'!$B$51:$AH$68,BD$1,FALSE))","v":299.12187888798439},null,420.87108855526571,376.87161843937776,346.73150630965256]
["El Salvador",{"$f":"VLOOKUP(A72,'Country Parameters'!$B$4:$T$198,19,FALSE)","v":"Latin America"},"El Salvador","Total","CO2 per kWh of electricity (gCO2 per kWh)",66.979699999999994,266.07310000000001,255.08349999999999,285.91629999999998,365.50709999999998,391.13839999999999,253.8742,373.19990000000001,368.2543,279.9821,324.29790000000003,342.40469999999999,351.64139999999998,335.48149999999998,312.61259999999999,303.14240000000001,311.6789,316.5102,270.45679999999999,273.2928,220.25700000000001,243.5341,238.35130000000001,{"$f":"AB72*(1+VLOOKUP($B72,'WEO Projections'!$B$51:$AH$68,AC$1,FALSE))","v":236.02307093603497},{"$f":"AC72*(1+VLOOKUP($B72,'WEO Projections'!$B$51:$AH$68,AD$1,FALSE))","v":233.69484187206996},{"$f":"AD72*(1+VLOOKUP($B72,'WEO Projections'!$B$51:$AH$68,AE$1,FALSE))","v":231.36661280810492},{"$f":"AE72*(1+VLOOKUP($B72,'WEO Projections'!$B$51:$AH$68,AF$1,FALSE))","v":227.33856225477714},{"$f":"AF72*(1+VLOOKUP($B72,'WEO Projections'!$B$51:$AH$68,AG$1,FALSE))","v":223.31051170144931},{"$f":"AG72*(1+VLOOKUP($B72,'WEO Projections'!$B$51:$AH$68,AH$1,FALSE))","v":219.28246114812154},{"$f":"AH72*(1+VLOOKUP($B72,'WEO Projections'!$B$51:$AH$68,AI$1,FALSE))","v":215.25441059479371},{"$f":"AI72*(1+VLOOKUP($B72,'WEO Projections'!$B$51:$AH$68,AJ$1,FALSE))","v":211.22636004146594},{"$f":"AJ72*(1+VLOOKUP($B72,'WEO Projections'!$B$51:$AH$68,AK$1,FALSE))","v":209.90928790606179},{"$f":"AK72*(1+VLOOKUP($B72,'WEO Projections'!$B$51:$AH$68,AL$1,FALSE))","v":208.59221577065765},{"$f":"AL72*(1+VLOOKUP($B72,'WEO Projections'!$B$51:$AH$68,AM$1,FALSE))","v":207.2751436352535},{"$f":"AM72*(1+VLOOKUP($B72,'WEO Projections'!$B$51:$AH$68,AN$1,FALSE))","v":205.95807149984935},{"$f":"AN72*(1+VLOOKUP($B72,'WEO Projections'!$B$51:$AH$68,AO$1,FALSE))","v":204.64099936444521},{"$f":"AO72*(1+VLOOKUP($B72,'WEO Projections'!$B$51:$AH$68,AP$1,FALSE))","v":203.63391569633288},{"$f":"AP72*(1+VLOOKUP($B72,'WEO Projections'!$B$51:$AH$68,AQ$1,FALSE))","v":202.62683202822052},{"$f":"AQ72*(1+VLOOKUP($B72,'WEO Projections'!$B$51:$AH$68,AR$1,FALSE))","v":201.61974836010819},{"$f":"AR72*(1+VLOOKUP($B72,'WEO Projections'!$B$51:$AH$68,AS$1,FALSE))","v":200.61266469199583},{"$f":"AS72*(1+VLOOKUP($B72,'WEO Projections'!$B$51:$AH$68,AT$1,FALSE))","v":199.6055810238835},{"$f":"AT72*(1+VLOOKUP($B72,'WEO Projections'!$B$51:$AH$68,AU$1,FALSE))","v":200.7993595043533},{"$f":"AU72*(1+VLOOKUP($B72,'WEO Projections'!$B$51:$AH$68,AV$1,FALSE))","v":201.99313798482311},{"$f":"AV72*(1+VLOOKUP($B72,'WEO Projections'!$B$51:$AH$68,AW$1,FALSE))","v":203.18691646529294},{"$f":"AW72*(1+VLOOKUP($B72,'WEO Projections'!$B$51:$AH$68,AX$1,FALSE))","v":204.38069494576274},{"$f":"AX72*(1+VLOOKUP($B72,'WEO Projections'!$B$51:$AH$68,AY$1,FALSE))","v":205.57447342623254},{"$f":"AY72*(1+VLOOKUP($B72,'WEO Projections'!$B$51:$AH$68,AZ$1,FALSE))","v":206.38833460765801},{"$f":"AZ72*(1+VLOOKUP($B72,'WEO Projections'!$B$51:$AH$68,BA$1,FALSE))","v":207.20219578908345},{"$f":"BA72*(1+VLOOKUP($B72,'WEO Projections'!$B$51:$AH$68,BB$1,FALSE))","v":208.01605697050894},{"$f":"BB72*(1+VLOOKUP($B72,'WEO Projections'!$B$51:$AH$68,BC$1,FALSE))","v":208.82991815193438},{"$f":"BC72*(1+VLOOKUP($B72,'WEO Projections'!$B$51:$AH$68,BD$1,FALSE))","v":209.64377933335984},null,224.68710391960218,207.27514363525353,201.61974836010819]
["Eritrea",{"$f":"VLOOKUP(A73,'Country Parameters'!$B$4:$T$198,19,FALSE)","v":"Africa"},"Eritrea","Total","CO2 per kWh of electricity (gCO2 per kWh)","..","..",1723.9863,2026.9073000000001,1856.8199,1703.3605,1593.3263999999999,1355.5841,1224.6564000000001,1352.8551,1333.2619,1226.0215000000001,1001.9228000000001,957.30319999999995,1002.636,974.86109999999996,961.81410000000005,941.46180000000004,801.92330000000004,833.02710000000002,850.48869999999999,849.39760000000001,849.33979999999997,{"$f":"AB73*(1+VLOOKUP($B73,'WEO Projections'!$B$51:$AH$68,AC$1,FALSE))","v":843.64470696768115},{"$f":"AC73*(1+VLOOKUP($B73,'WEO Projections'!$B$51:$AH$68,AD$1,FALSE))","v":837.94961393536255},{"$f":"AD73*(1+VLOOKUP($B73,'WEO Projections'!$B$51:$AH$68,AE$1,FALSE))","v":832.25452090304384},{"$f":"AE73*(1+VLOOKUP($B73,'WEO Projections'!$B$51:$AH$68,AF$1,FALSE))","v":816.86311359803665},{"$f":"AF73*(1+VLOOKUP($B73,'WEO Projections'!$B$51:$AH$68,AG$1,FALSE))","v":801.47170629302946},{"$f":"AG73*(1+VLOOKUP($B73,'WEO Projections'!$B$51:$AH$68,AH$1,FALSE))","v":786.08029898802204},{"$f":"AH73*(1+VLOOKUP($B73,'WEO Projections'!$B$51:$AH$68,AI$1,FALSE))","v":770.68889168301473},{"$f":"AI73*(1+VLOOKUP($B73,'WEO Projections'!$B$51:$AH$68,AJ$1,FALSE))","v":755.29748437800754},{"$f":"AJ73*(1+VLOOKUP($B73,'WEO Projections'!$B$51:$AH$68,AK$1,FALSE))","v":743.97098158625272},{"$f":"AK73*(1+VLOOKUP($B73,'WEO Projections'!$B$51:$AH$68,AL$1,FALSE))","v":732.64447879449801},{"$f":"AL73*(1+VLOOKUP($B73,'WEO Projections'!$B$51:$AH$68,AM$1,FALSE))","v":721.31797600274319},{"$f":"AM73*(1+VLOOKUP($B73,'WEO Projections'!$B$51:$AH$68,AN$1,FALSE))","v":709.99147321098849},{"$f":"AN73*(1+VLOOKUP($B73,'WEO Projections'!$B$51:$AH$68,AO$1,FALSE))","v":698.66497041923378},{"$f":"AO73*(1+VLOOKUP($B73,'WEO Projections'!$B$51:$AH$68,AP$1,FALSE))","v":686.9869619983906},{"$f":"AP73*(1+VLOOKUP($B73,'WEO Projections'!$B$51:$AH$68,AQ$1,FALSE))","v":675.30895357754741},{"$f":"AQ73*(1+VLOOKUP($B73,'WEO Projections'!$B$51:$AH$68,AR$1,FALSE))","v":663.63094515670412},{"$f":"AR73*(1+VLOOKUP($B73,'WEO Projections'!$B$51:$AH$68,AS$1,FALSE))","v":651.95293673586093},{"$f":"AS73*(1+VLOOKUP($B73,'WEO Projections'!$B$51:$AH$68,AT$1,FALSE))","v":640.27492831501763},{"$f":"AT73*(1+VLOOKUP($B73,'WEO Projections'!$B$51:$AH$68,AU$1,FALSE))","v":632.98254030207443},{"$f":"AU73*(1+VLOOKUP($B73,'WEO Projections'!$B$51:$AH$68,AV$1,FALSE))","v":625.69015228913133},{"$f":"AV73*(1+VLOOKUP($B73,'WEO Projections'!$B$51:$AH$68,AW$1,FALSE))","v":618.39776427618813},{"$f":"AW73*(1+VLOOKUP($B73,'WEO Projections'!$B$51:$AH$68,AX$1,FALSE))","v":611.10537626324503},{"$f":"AX73*(1+VLOOKUP($B73,'WEO Projections'!$B$51:$AH$68,AY$1,FALSE))","v":603.81298825030183},{"$f":"AY73*(1+VLOOKUP($B73,'WEO Projections'!$B$51:$AH$68,AZ$1,FALSE))","v":597.55197559679129},{"$f":"AZ73*(1+VLOOKUP($B73,'WEO Projections'!$B$51:$AH$68,BA$1,FALSE))","v":591.29096294328087},{"$f":"BA73*(1+VLOOKUP($B73,'WEO Projections'!$B$51:$AH$68,BB$1,FALSE))","v":585.02995028977034},{"$f":"BB73*(1+VLOOKUP($B73,'WEO Projections'!$B$51:$AH$68,BC$1,FALSE))","v":578.76893763625981},{"$f":"BC73*(1+VLOOKUP($B73,'WEO Projections'!$B$51:$AH$68,BD$1,FALSE))","v":572.50792498274939},null,805.53129209327483,721.31797600274319,663.63094515670423]
["Estonia",{"$f":"VLOOKUP(A74,'Country Parameters'!$B$4:$T$198,19,FALSE)","v":"OECD Europe"},"Estonia","Total","CO2 per kWh of electricity (gCO2 per kWh)",943.82830000000001,940.01689999999996,994.42399999999998,915.23429999999996,1039.8198,1073.4530999999999,1064.8903,1038.9474,1124.6731,1111.9987000000001,1062.8071,1048.6059,1016.0601,1017.4172,1028.9973,1048.2910999999999,965.31460000000004,1047.7398000000001,1083.8259,1078.2973,1014.1421,947.27790000000005,911.99310000000003,{"$f":"AB74*(1+VLOOKUP($B74,'WEO Projections'!$B$51:$AH$68,AC$1,FALSE))","v":890.0368620324117},{"$f":"AC74*(1+VLOOKUP($B74,'WEO Projections'!$B$51:$AH$68,AD$1,FALSE))","v":868.08062406482316},{"$f":"AD74*(1+VLOOKUP($B74,'WEO Projections'!$B$51:$AH$68,AE$1,FALSE))","v":846.12438609723483},{"$f":"AE74*(1+VLOOKUP($B74,'WEO Projections'!$B$51:$AH$68,AF$1,FALSE))","v":829.54474322482156},{"$f":"AF74*(1+VLOOKUP($B74,'WEO Projections'!$B$51:$AH$68,AG$1,FALSE))","v":812.96510035240829},{"$f":"AG74*(1+VLOOKUP($B74,'WEO Projections'!$B$51:$AH$68,AH$1,FALSE))","v":796.38545747999501},{"$f":"AH74*(1+VLOOKUP($B74,'WEO Projections'!$B$51:$AH$68,AI$1,FALSE))","v":779.80581460758174},{"$f":"AI74*(1+VLOOKUP($B74,'WEO Projections'!$B$51:$AH$68,AJ$1,FALSE))","v":763.22617173516846},{"$f":"AJ74*(1+VLOOKUP($B74,'WEO Projections'!$B$51:$AH$68,AK$1,FALSE))","v":757.45797041673404},{"$f":"AK74*(1+VLOOKUP($B74,'WEO Projections'!$B$51:$AH$68,AL$1,FALSE))","v":751.68976909829962},{"$f":"AL74*(1+VLOOKUP($B74,'WEO Projections'!$B$51:$AH$68,AM$1,FALSE))","v":745.92156777986509},{"$f":"AM74*(1+VLOOKUP($B74,'WEO Projections'!$B$51:$AH$68,AN$1,FALSE))","v":740.15336646143066},{"$f":"AN74*(1+VLOOKUP($B74,'WEO Projections'!$B$51:$AH$68,AO$1,FALSE))","v":734.38516514299624},{"$f":"AO74*(1+VLOOKUP($B74,'WEO Projections'!$B$51:$AH$68,AP$1,FALSE))","v":726.14358222076078},{"$f":"AP74*(1+VLOOKUP($B74,'WEO Projections'!$B$51:$AH$68,AQ$1,FALSE))","v":717.90199929852542},{"$f":"AQ74*(1+VLOOKUP($B74,'WEO Projections'!$B$51:$AH$68,AR$1,FALSE))","v":709.66041637628996},{"$f":"AR74*(1+VLOOKUP($B74,'WEO Projections'!$B$51:$AH$68,AS$1,FALSE))","v":701.41883345405449},{"$f":"AS74*(1+VLOOKUP($B74,'WEO Projections'!$B$51:$AH$68,AT$1,FALSE))","v":693.17725053181903},{"$f":"AT74*(1+VLOOKUP($B74,'WEO Projections'!$B$51:$AH$68,AU$1,FALSE))","v":683.25056955292075},{"$f":"AU74*(1+VLOOKUP($B74,'WEO Projections'!$B$51:$AH$68,AV$1,FALSE))","v":673.32388857402248},{"$f":"AV74*(1+VLOOKUP($B74,'WEO Projections'!$B$51:$AH$68,AW$1,FALSE))","v":663.3972075951242},{"$f":"AW74*(1+VLOOKUP($B74,'WEO Projections'!$B$51:$AH$68,AX$1,FALSE))","v":653.47052661622592},{"$f":"AX74*(1+VLOOKUP($B74,'WEO Projections'!$B$51:$AH$68,AY$1,FALSE))","v":643.54384563732765},{"$f":"AY74*(1+VLOOKUP($B74,'WEO Projections'!$B$51:$AH$68,AZ$1,FALSE))","v":641.05937717123379},{"$f":"AZ74*(1+VLOOKUP($B74,'WEO Projections'!$B$51:$AH$68,BA$1,FALSE))","v":638.57490870513993},{"$f":"BA74*(1+VLOOKUP($B74,'WEO Projections'!$B$51:$AH$68,BB$1,FALSE))","v":636.09044023904607},{"$f":"BB74*(1+VLOOKUP($B74,'WEO Projections'!$B$51:$AH$68,BC$1,FALSE))","v":633.60597177295222},{"$f":"BC74*(1+VLOOKUP($B74,'WEO Projections'!$B$51:$AH$68,BD$1,FALSE))","v":631.12150330685836},null,823.27114494930561,745.9215677798652,709.66041637628996]
["Ethiopia",{"$f":"VLOOKUP(A75,'Country Parameters'!$B$4:$T$198,19,FALSE)","v":"Africa"},"Ethiopia","Total","CO2 per kWh of electricity (gCO2 per kWh)",135.51660000000001,170.30930000000001,46.05,48.2104,41.574800000000003,41.584800000000001,37.633200000000002,25.573699999999999,24.970400000000001,9.6562999999999999,11.379300000000001,9.4677000000000007,7.7666000000000004,5.5317999999999996,6.2525000000000004,3.3483000000000001,2.9140000000000001,43.8613,118.5277,121.6876,7.0129000000000001,6.5445000000000002,6.6345000000000001,{"$f":"AB75*(1+VLOOKUP($B75,'WEO Projections'!$B$51:$AH$68,AC$1,FALSE))","v":6.5900135709842882},{"$f":"AC75*(1+VLOOKUP($B75,'WEO Projections'!$B$51:$AH$68,AD$1,FALSE))","v":6.5455271419685781},{"$f":"AD75*(1+VLOOKUP($B75,'WEO Projections'!$B$51:$AH$68,AE$1,FALSE))","v":6.5010407129528671},{"$f":"AE75*(1+VLOOKUP($B75,'WEO Projections'!$B$51:$AH$68,AF$1,FALSE))","v":6.3808128703802351},{"$f":"AF75*(1+VLOOKUP($B75,'WEO Projections'!$B$51:$AH$68,AG$1,FALSE))","v":6.2605850278076041},{"$f":"AG75*(1+VLOOKUP($B75,'WEO Projections'!$B$51:$AH$68,AH$1,FALSE))","v":6.1403571852349712},{"$f":"AH75*(1+VLOOKUP($B75,'WEO Projections'!$B$51:$AH$68,AI$1,FALSE))","v":6.0201293426623392},{"$f":"AI75*(1+VLOOKUP($B75,'WEO Projections'!$B$51:$AH$68,AJ$1,FALSE))","v":5.8999015000897073},{"$f":"AJ75*(1+VLOOKUP($B75,'WEO Projections'!$B$51:$AH$68,AK$1,FALSE))","v":5.8114260951082182},{"$f":"AK75*(1+VLOOKUP($B75,'WEO Projections'!$B$51:$AH$68,AL$1,FALSE))","v":5.7229506901267291},{"$f":"AL75*(1+VLOOKUP($B75,'WEO Projections'!$B$51:$AH$68,AM$1,FALSE))","v":5.6344752851452391},{"$f":"AM75*(1+VLOOKUP($B75,'WEO Projections'!$B$51:$AH$68,AN$1,FALSE))","v":5.54599988016375},{"$f":"AN75*(1+VLOOKUP($B75,'WEO Projections'!$B$51:$AH$68,AO$1,FALSE))","v":5.4575244751822609},{"$f":"AO75*(1+VLOOKUP($B75,'WEO Projections'!$B$51:$AH$68,AP$1,FALSE))","v":5.3663033327512997},{"$f":"AP75*(1+VLOOKUP($B75,'WEO Projections'!$B$51:$AH$68,AQ$1,FALSE))","v":5.2750821903203384},{"$f":"AQ75*(1+VLOOKUP($B75,'WEO Projections'!$B$51:$AH$68,AR$1,FALSE))","v":5.1838610478893763},{"$f":"AR75*(1+VLOOKUP($B75,'WEO Projections'!$B$51:$AH$68,AS$1,FALSE))","v":5.0926399054584151},{"$f":"AS75*(1+VLOOKUP($B75,'WEO Projections'!$B$51:$AH$68,AT$1,FALSE))","v":5.0014187630274529},{"$f":"AT75*(1+VLOOKUP($B75,'WEO Projections'!$B$51:$AH$68,AU$1,FALSE))","v":4.9444552858986626},{"$f":"AU75*(1+VLOOKUP($B75,'WEO Projections'!$B$51:$AH$68,AV$1,FALSE))","v":4.8874918087698722},{"$f":"AV75*(1+VLOOKUP($B75,'WEO Projections'!$B$51:$AH$68,AW$1,FALSE))","v":4.830528331641081},{"$f":"AW75*(1+VLOOKUP($B75,'WEO Projections'!$B$51:$AH$68,AX$1,FALSE))","v":4.7735648545122915},{"$f":"AX75*(1+VLOOKUP($B75,'WEO Projections'!$B$51:$AH$68,AY$1,FALSE))","v":4.7166013773835012},{"$f":"AY75*(1+VLOOKUP($B75,'WEO Projections'!$B$51:$AH$68,AZ$1,FALSE))","v":4.6676943457693989},{"$f":"AZ75*(1+VLOOKUP($B75,'WEO Projections'!$B$51:$AH$68,BA$1,FALSE))","v":4.6187873141552966},{"$f":"BA75*(1+VLOOKUP($B75,'WEO Projections'!$B$51:$AH$68,BB$1,FALSE))","v":4.5698802825411935},{"$f":"BB75*(1+VLOOKUP($B75,'WEO Projections'!$B$51:$AH$68,BC$1,FALSE))","v":4.5209732509270912},{"$f":"BC75*(1+VLOOKUP($B75,'WEO Projections'!$B$51:$AH$68,BD$1,FALSE))","v":4.472066219312989},null,6.2922959190100736,5.63447528514524,5.1838610478893763]
["Finland",{"$f":"VLOOKUP(A76,'Country Parameters'!$B$4:$T$198,19,FALSE)","v":"OECD Europe"},"Finland","Total","CO2 per kWh of electricity (gCO2 per kWh)",188.429,195.2407,158.03749999999999,193.48050000000001,247.99860000000001,223.17250000000001,280.3546,250.98509999999999,187.172,192.4289,173.3579,217.8192,238.3785,302.8777,257.82170000000002,163.9,265.01679999999999,238.08949999999999,177.29560000000001,190.01669999999999,229.50919999999999,190.6437,134.1499,{"$f":"AB76*(1+VLOOKUP($B76,'WEO Projections'!$B$51:$AH$68,AC$1,FALSE))","v":130.92024055660269},{"$f":"AC76*(1+VLOOKUP($B76,'WEO Projections'!$B$51:$AH$68,AD$1,FALSE))","v":127.69058111320537},{"$f":"AD76*(1+VLOOKUP($B76,'WEO Projections'!$B$51:$AH$68,AE$1,FALSE))","v":124.46092166980807},{"$f":"AE76*(1+VLOOKUP($B76,'WEO Projections'!$B$51:$AH$68,AF$1,FALSE))","v":122.02213410291755},{"$f":"AF76*(1+VLOOKUP($B76,'WEO Projections'!$B$51:$AH$68,AG$1,FALSE))","v":119.58334653602702},{"$f":"AG76*(1+VLOOKUP($B76,'WEO Projections'!$B$51:$AH$68,AH$1,FALSE))","v":117.1445589691365},{"$f":"AH76*(1+VLOOKUP($B76,'WEO Projections'!$B$51:$AH$68,AI$1,FALSE))","v":114.70577140224597},{"$f":"AI76*(1+VLOOKUP($B76,'WEO Projections'!$B$51:$AH$68,AJ$1,FALSE))","v":112.26698383535545},{"$f":"AJ76*(1+VLOOKUP($B76,'WEO Projections'!$B$51:$AH$68,AK$1,FALSE))","v":111.41850852337355},{"$f":"AK76*(1+VLOOKUP($B76,'WEO Projections'!$B$51:$AH$68,AL$1,FALSE))","v":110.57003321139165},{"$f":"AL76*(1+VLOOKUP($B76,'WEO Projections'!$B$51:$AH$68,AM$1,FALSE))","v":109.72155789940972},{"$f":"AM76*(1+VLOOKUP($B76,'WEO Projections'!$B$51:$AH$68,AN$1,FALSE))","v":108.8730825874278},{"$f":"AN76*(1+VLOOKUP($B76,'WEO Projections'!$B$51:$AH$68,AO$1,FALSE))","v":108.0246072754459},{"$f":"AO76*(1+VLOOKUP($B76,'WEO Projections'!$B$51:$AH$68,AP$1,FALSE))","v":106.81230915075658},{"$f":"AP76*(1+VLOOKUP($B76,'WEO Projections'!$B$51:$AH$68,AQ$1,FALSE))","v":105.60001102606726},{"$f":"AQ76*(1+VLOOKUP($B76,'WEO Projections'!$B$51:$AH$68,AR$1,FALSE))","v":104.38771290137794},{"$f":"AR76*(1+VLOOKUP($B76,'WEO Projections'!$B$51:$AH$68,AS$1,FALSE))","v":103.17541477668863},{"$f":"AS76*(1+VLOOKUP($B76,'WEO Projections'!$B$51:$AH$68,AT$1,FALSE))","v":101.96311665199931},{"$f":"AT76*(1+VLOOKUP($B76,'WEO Projections'!$B$51:$AH$68,AU$1,FALSE))","v":100.50294852062737},{"$f":"AU76*(1+VLOOKUP($B76,'WEO Projections'!$B$51:$AH$68,AV$1,FALSE))","v":99.042780389255427},{"$f":"AV76*(1+VLOOKUP($B76,'WEO Projections'!$B$51:$AH$68,AW$1,FALSE))","v":97.582612257883483},{"$f":"AW76*(1+VLOOKUP($B76,'WEO Projections'!$B$51:$AH$68,AX$1,FALSE))","v":96.122444126511539},{"$f":"AX76*(1+VLOOKUP($B76,'WEO Projections'!$B$51:$AH$68,AY$1,FALSE))","v":94.662275995139595},{"$f":"AY76*(1+VLOOKUP($B76,'WEO Projections'!$B$51:$AH$68,AZ$1,FALSE))","v":94.296822357080657},{"$f":"AZ76*(1+VLOOKUP($B76,'WEO Projections'!$B$51:$AH$68,BA$1,FALSE))","v":93.931368719021719},{"$f":"BA76*(1+VLOOKUP($B76,'WEO Projections'!$B$51:$AH$68,BB$1,FALSE))","v":93.565915080962796},{"$f":"BB76*(1+VLOOKUP($B76,'WEO Projections'!$B$51:$AH$68,BC$1,FALSE))","v":93.200461442903858},{"$f":"BC76*(1+VLOOKUP($B76,'WEO Projections'!$B$51:$AH$68,BD$1,FALSE))","v":92.835007804844921},null,121.09931727316233,109.72155789940973,104.38771290137792]
["Macedonia, FYR",{"$f":"VLOOKUP(A77,'Country Parameters'!$B$4:$T$198,19,FALSE)","v":"Eastern Europe & Eurasia"},"FYR of Macedonia","Total","CO2 per kWh of electricity (gCO2 per kWh)",917.30909999999994,918.8134,874.14049999999997,1000.1158,903.3605,879.06539999999995,864.69820000000004,790.13720000000001,879.8252,805.39530000000002,798.76739999999995,925.00469999999996,852.71069999999997,809.95809999999994,798.0684,790.8424,782.67190000000005,869.54399999999998,904.41189999999995,798.06849999999997,683.59839999999997,860.07460000000003,853.21860000000004,{"$f":"AB77*(1+VLOOKUP($B77,'WEO Projections'!$B$51:$AH$68,AC$1,FALSE))","v":832.9955691789504},{"$f":"AC77*(1+VLOOKUP($B77,'WEO Projections'!$B$51:$AH$68,AD$1,FALSE))","v":812.77253835790077},{"$f":"AD77*(1+VLOOKUP($B77,'WEO Projections'!$B$51:$AH$68,AE$1,FALSE))","v":792.54950753685114},{"$f":"AE77*(1+VLOOKUP($B77,'WEO Projections'!$B$51:$AH$68,AF$1,FALSE))","v":775.08513053824299},{"$f":"AF77*(1+VLOOKUP($B77,'WEO Projections'!$B$51:$AH$68,AG$1,FALSE))","v":757.62075353963473},{"$f":"AG77*(1+VLOOKUP($B77,'WEO Projections'!$B$51:$AH$68,AH$1,FALSE))","v":740.15637654102659},{"$f":"AH77*(1+VLOOKUP($B77,'WEO Projections'!$B$51:$AH$68,AI$1,FALSE))","v":722.69199954241833},{"$f":"AI77*(1+VLOOKUP($B77,'WEO Projections'!$B$51:$AH$68,AJ$1,FALSE))","v":705.22762254381007},{"$f":"AJ77*(1+VLOOKUP($B77,'WEO Projections'!$B$51:$AH$68,AK$1,FALSE))","v":691.88830646771601},{"$f":"AK77*(1+VLOOKUP($B77,'WEO Projections'!$B$51:$AH$68,AL$1,FALSE))","v":678.54899039162194},{"$f":"AL77*(1+VLOOKUP($B77,'WEO Projections'!$B$51:$AH$68,AM$1,FALSE))","v":665.20967431552799},{"$f":"AM77*(1+VLOOKUP($B77,'WEO Projections'!$B$51:$AH$68,AN$1,FALSE))","v":651.87035823943393},{"$f":"AN77*(1+VLOOKUP($B77,'WEO Projections'!$B$51:$AH$68,AO$1,FALSE))","v":638.53104216333986},{"$f":"AO77*(1+VLOOKUP($B77,'WEO Projections'!$B$51:$AH$68,AP$1,FALSE))","v":629.91984131934737},{"$f":"AP77*(1+VLOOKUP($B77,'WEO Projections'!$B$51:$AH$68,AQ$1,FALSE))","v":621.30864047535488},{"$f":"AQ77*(1+VLOOKUP($B77,'WEO Projections'!$B$51:$AH$68,AR$1,FALSE))","v":612.6974396313625},{"$f":"AR77*(1+VLOOKUP($B77,'WEO Projections'!$B$51:$AH$68,AS$1,FALSE))","v":604.08623878737001},{"$f":"AS77*(1+VLOOKUP($B77,'WEO Projections'!$B$51:$AH$68,AT$1,FALSE))","v":595.47503794337752},{"$f":"AT77*(1+VLOOKUP($B77,'WEO Projections'!$B$51:$AH$68,AU$1,FALSE))","v":593.38048502900006},{"$f":"AU77*(1+VLOOKUP($B77,'WEO Projections'!$B$51:$AH$68,AV$1,FALSE))","v":591.28593211462271},{"$f":"AV77*(1+VLOOKUP($B77,'WEO Projections'!$B$51:$AH$68,AW$1,FALSE))","v":589.19137920024525},{"$f":"AW77*(1+VLOOKUP($B77,'WEO Projections'!$B$51:$AH$68,AX$1,FALSE))","v":587.09682628586791},{"$f":"AX77*(1+VLOOKUP($B77,'WEO Projections'!$B$51:$AH$68,AY$1,FALSE))","v":585.00227337149045},{"$f":"AY77*(1+VLOOKUP($B77,'WEO Projections'!$B$51:$AH$68,AZ$1,FALSE))","v":583.41510106603641},{"$f":"AZ77*(1+VLOOKUP($B77,'WEO Projections'!$B$51:$AH$68,BA$1,FALSE))","v":581.82792876058238},{"$f":"BA77*(1+VLOOKUP($B77,'WEO Projections'!$B$51:$AH$68,BB$1,FALSE))","v":580.24075645512846},{"$f":"BB77*(1+VLOOKUP($B77,'WEO Projections'!$B$51:$AH$68,BC$1,FALSE))","v":578.65358414967443},{"$f":"BC77*(1+VLOOKUP($B77,'WEO Projections'!$B$51:$AH$68,BD$1,FALSE))","v":577.0664118442204},null,767.38743722235438,665.20967431552788,612.69743963136239]
["France",{"$f":"VLOOKUP(A78,'Country Parameters'!$B$4:$T$198,19,FALSE)","v":"OECD Europe"},"France","Total","CO2 per kWh of electricity (gCO2 per kWh)",105.0698,118.9323,93.890199999999993,63.494500000000002,64.158600000000007,72.778099999999995,76.371700000000004,70.225999999999999,96.029799999999994,84.063299999999998,75.365899999999996,60.913699999999999,66.153800000000004,69.551199999999994,67.368700000000004,78.901300000000006,72.169300000000007,75.463899999999995,67.8309,72.662499999999994,74.242000000000004,61.061399999999999,69.254199999999997,{"$f":"AB78*(1+VLOOKUP($B78,'WEO Projections'!$B$51:$AH$68,AC$1,FALSE))","v":67.586904824789841},{"$f":"AC78*(1+VLOOKUP($B78,'WEO Projections'!$B$51:$AH$68,AD$1,FALSE))","v":65.91960964957967},{"$f":"AD78*(1+VLOOKUP($B78,'WEO Projections'!$B$51:$AH$68,AE$1,FALSE))","v":64.252314474369513},{"$f":"AE78*(1+VLOOKUP($B78,'WEO Projections'!$B$51:$AH$68,AF$1,FALSE))","v":62.993302861875208},{"$f":"AF78*(1+VLOOKUP($B78,'WEO Projections'!$B$51:$AH$68,AG$1,FALSE))","v":61.734291249380902},{"$f":"AG78*(1+VLOOKUP($B78,'WEO Projections'!$B$51:$AH$68,AH$1,FALSE))","v":60.475279636886597},{"$f":"AH78*(1+VLOOKUP($B78,'WEO Projections'!$B$51:$AH$68,AI$1,FALSE))","v":59.216268024392285},{"$f":"AI78*(1+VLOOKUP($B78,'WEO Projections'!$B$51:$AH$68,AJ$1,FALSE))","v":57.95725641189798},{"$f":"AJ78*(1+VLOOKUP($B78,'WEO Projections'!$B$51:$AH$68,AK$1,FALSE))","v":57.519235370130097},{"$f":"AK78*(1+VLOOKUP($B78,'WEO Projections'!$B$51:$AH$68,AL$1,FALSE))","v":57.081214328362215},{"$f":"AL78*(1+VLOOKUP($B78,'WEO Projections'!$B$51:$AH$68,AM$1,FALSE))","v":56.643193286594325},{"$f":"AM78*(1+VLOOKUP($B78,'WEO Projections'!$B$51:$AH$68,AN$1,FALSE))","v":56.205172244826443},{"$f":"AN78*(1+VLOOKUP($B78,'WEO Projections'!$B$51:$AH$68,AO$1,FALSE))","v":55.76715120305856},{"$f":"AO78*(1+VLOOKUP($B78,'WEO Projections'!$B$51:$AH$68,AP$1,FALSE))","v":55.14130849436583},{"$f":"AP78*(1+VLOOKUP($B78,'WEO Projections'!$B$51:$AH$68,AQ$1,FALSE))","v":54.515465785673108},{"$f":"AQ78*(1+VLOOKUP($B78,'WEO Projections'!$B$51:$AH$68,AR$1,FALSE))","v":53.889623076980378},{"$f":"AR78*(1+VLOOKUP($B78,'WEO Projections'!$B$51:$AH$68,AS$1,FALSE))","v":53.263780368287648},{"$f":"AS78*(1+VLOOKUP($B78,'WEO Projections'!$B$51:$AH$68,AT$1,FALSE))","v":52.637937659594918},{"$f":"AT78*(1+VLOOKUP($B78,'WEO Projections'!$B$51:$AH$68,AU$1,FALSE))","v":51.884133327249835},{"$f":"AU78*(1+VLOOKUP($B78,'WEO Projections'!$B$51:$AH$68,AV$1,FALSE))","v":51.130328994904758},{"$f":"AV78*(1+VLOOKUP($B78,'WEO Projections'!$B$51:$AH$68,AW$1,FALSE))","v":50.376524662559682},{"$f":"AW78*(1+VLOOKUP($B78,'WEO Projections'!$B$51:$AH$68,AX$1,FALSE))","v":49.622720330214598},{"$f":"AX78*(1+VLOOKUP($B78,'WEO Projections'!$B$51:$AH$68,AY$1,FALSE))","v":48.868915997869522},{"$f":"AY78*(1+VLOOKUP($B78,'WEO Projections'!$B$51:$AH$68,AZ$1,FALSE))","v":48.680252425694952},{"$f":"AZ78*(1+VLOOKUP($B78,'WEO Projections'!$B$51:$AH$68,BA$1,FALSE))","v":48.491588853520383},{"$f":"BA78*(1+VLOOKUP($B78,'WEO Projections'!$B$51:$AH$68,BB$1,FALSE))","v":48.302925281345821},{"$f":"BB78*(1+VLOOKUP($B78,'WEO Projections'!$B$51:$AH$68,BC$1,FALSE))","v":48.114261709171252},{"$f":"BC78*(1+VLOOKUP($B78,'WEO Projections'!$B$51:$AH$68,BD$1,FALSE))","v":47.925598136996683},null,62.516903391646494,56.643193286594325,53.889623076980378]
["Gabon",{"$f":"VLOOKUP(A79,'Country Parameters'!$B$4:$T$198,19,FALSE)","v":"Africa"},"Gabon","Total","CO2 per kWh of electricity (gCO2 per kWh)",270.411,279.22129999999999,284.21350000000001,298.84179999999998,208.85079999999999,255.12200000000001,315.089,314.98649999999998,343.88010000000003,328.09039999999999,325.52550000000002,281.54559999999998,289.58690000000001,312.78949999999998,325.9513,380.1123,346.03969999999998,421.92149999999998,349.05259999999998,359.23809999999997,407.7423,436.16430000000003,436.12560000000002,{"$f":"AB79*(1+VLOOKUP($B79,'WEO Projections'!$B$51:$AH$68,AC$1,FALSE))","v":433.20123937804891},{"$f":"AC79*(1+VLOOKUP($B79,'WEO Projections'!$B$51:$AH$68,AD$1,FALSE))","v":430.27687875609786},{"$f":"AD79*(1+VLOOKUP($B79,'WEO Projections'!$B$51:$AH$68,AE$1,FALSE))","v":427.35251813414681},{"$f":"AE79*(1+VLOOKUP($B79,'WEO Projections'!$B$51:$AH$68,AF$1,FALSE))","v":419.44921871765808},{"$f":"AF79*(1+VLOOKUP($B79,'WEO Projections'!$B$51:$AH$68,AG$1,FALSE))","v":411.54591930116936},{"$f":"AG79*(1+VLOOKUP($B79,'WEO Projections'!$B$51:$AH$68,AH$1,FALSE))","v":403.64261988468053},{"$f":"AH79*(1+VLOOKUP($B79,'WEO Projections'!$B$51:$AH$68,AI$1,FALSE))","v":395.73932046819175},{"$f":"AI79*(1+VLOOKUP($B79,'WEO Projections'!$B$51:$AH$68,AJ$1,FALSE))","v":387.83602105170303},{"$f":"AJ79*(1+VLOOKUP($B79,'WEO Projections'!$B$51:$AH$68,AK$1,FALSE))","v":382.02000038958909},{"$f":"AK79*(1+VLOOKUP($B79,'WEO Projections'!$B$51:$AH$68,AL$1,FALSE))","v":376.20397972747514},{"$f":"AL79*(1+VLOOKUP($B79,'WEO Projections'!$B$51:$AH$68,AM$1,FALSE))","v":370.38795906536114},{"$f":"AM79*(1+VLOOKUP($B79,'WEO Projections'!$B$51:$AH$68,AN$1,FALSE))","v":364.5719384032472},{"$f":"AN79*(1+VLOOKUP($B79,'WEO Projections'!$B$51:$AH$68,AO$1,FALSE))","v":358.75591774113326},{"$f":"AO79*(1+VLOOKUP($B79,'WEO Projections'!$B$51:$AH$68,AP$1,FALSE))","v":352.7594032373442},{"$f":"AP79*(1+VLOOKUP($B79,'WEO Projections'!$B$51:$AH$68,AQ$1,FALSE))","v":346.76288873355514},{"$f":"AQ79*(1+VLOOKUP($B79,'WEO Projections'!$B$51:$AH$68,AR$1,FALSE))","v":340.76637422976609},{"$f":"AR79*(1+VLOOKUP($B79,'WEO Projections'!$B$51:$AH$68,AS$1,FALSE))","v":334.76985972597703},{"$f":"AS79*(1+VLOOKUP($B79,'WEO Projections'!$B$51:$AH$68,AT$1,FALSE))","v":328.77334522218791},{"$f":"AT79*(1+VLOOKUP($B79,'WEO Projections'!$B$51:$AH$68,AU$1,FALSE))","v":325.02879316236726},{"$f":"AU79*(1+VLOOKUP($B79,'WEO Projections'!$B$51:$AH$68,AV$1,FALSE))","v":321.28424110254667},{"$f":"AV79*(1+VLOOKUP($B79,'WEO Projections'!$B$51:$AH$68,AW$1,FALSE))","v":317.53968904272602},{"$f":"AW79*(1+VLOOKUP($B79,'WEO Projections'!$B$51:$AH$68,AX$1,FALSE))","v":313.79513698290543},{"$f":"AX79*(1+VLOOKUP($B79,'WEO Projections'!$B$51:$AH$68,AY$1,FALSE))","v":310.05058492308478},{"$f":"AY79*(1+VLOOKUP($B79,'WEO Projections'!$B$51:$AH$68,AZ$1,FALSE))","v":306.83563149676485},{"$f":"AZ79*(1+VLOOKUP($B79,'WEO Projections'!$B$51:$AH$68,BA$1,FALSE))","v":303.62067807044497},{"$f":"BA79*(1+VLOOKUP($B79,'WEO Projections'!$B$51:$AH$68,BB$1,FALSE))","v":300.40572464412503},{"$f":"BB79*(1+VLOOKUP($B79,'WEO Projections'!$B$51:$AH$68,BC$1,FALSE))","v":297.19077121780509},{"$f":"BC79*(1+VLOOKUP($B79,'WEO Projections'!$B$51:$AH$68,BD$1,FALSE))","v":293.97581779148521},null,413.63046696146205,370.3879590653612,340.76637422976609]
["Georgia",{"$f":"VLOOKUP(A80,'Country Parameters'!$B$4:$T$198,19,FALSE)","v":"Eastern Europe & Eurasia"},"Georgia","Total","CO2 per kWh of electricity (gCO2 per kWh)",574.25160000000005,497.35989999999998,314.3734,264.82069999999999,211.6549,509.51490000000001,219.29,200.11660000000001,198.6534,184.47720000000001,225.00819999999999,136.06399999999999,58.241999999999997,62.286299999999997,89.179400000000001,100.72369999999999,147.0839,161.37569999999999,79.430999999999997,123.1339,68.741900000000001,101.5124,117.01309999999999,{"$f":"AB80*(1+VLOOKUP($B80,'WEO Projections'!$B$51:$AH$68,AC$1,FALSE))","v":114.23964952931574},{"$f":"AC80*(1+VLOOKUP($B80,'WEO Projections'!$B$51:$AH$68,AD$1,FALSE))","v":111.46619905863149},{"$f":"AD80*(1+VLOOKUP($B80,'WEO Projections'!$B$51:$AH$68,AE$1,FALSE))","v":108.69274858794724},{"$f":"AE80*(1+VLOOKUP($B80,'WEO Projections'!$B$51:$AH$68,AF$1,FALSE))","v":106.29762863606639},{"$f":"AF80*(1+VLOOKUP($B80,'WEO Projections'!$B$51:$AH$68,AG$1,FALSE))","v":103.90250868418555},{"$f":"AG80*(1+VLOOKUP($B80,'WEO Projections'!$B$51:$AH$68,AH$1,FALSE))","v":101.50738873230472},{"$f":"AH80*(1+VLOOKUP($B80,'WEO Projections'!$B$51:$AH$68,AI$1,FALSE))","v":99.112268780423861},{"$f":"AI80*(1+VLOOKUP($B80,'WEO Projections'!$B$51:$AH$68,AJ$1,FALSE))","v":96.717148828543017},{"$f":"AJ80*(1+VLOOKUP($B80,'WEO Projections'!$B$51:$AH$68,AK$1,FALSE))","v":94.887752791063761},{"$f":"AK80*(1+VLOOKUP($B80,'WEO Projections'!$B$51:$AH$68,AL$1,FALSE))","v":93.058356753584505},{"$f":"AL80*(1+VLOOKUP($B80,'WEO Projections'!$B$51:$AH$68,AM$1,FALSE))","v":91.228960716105263},{"$f":"AM80*(1+VLOOKUP($B80,'WEO Projections'!$B$51:$AH$68,AN$1,FALSE))","v":89.399564678626007},{"$f":"AN80*(1+VLOOKUP($B80,'WEO Projections'!$B$51:$AH$68,AO$1,FALSE))","v":87.570168641146751},{"$f":"AO80*(1+VLOOKUP($B80,'WEO Projections'!$B$51:$AH$68,AP$1,FALSE))","v":86.38920129528934},{"$f":"AP80*(1+VLOOKUP($B80,'WEO Projections'!$B$51:$AH$68,AQ$1,FALSE))","v":85.208233949431929},{"$f":"AQ80*(1+VLOOKUP($B80,'WEO Projections'!$B$51:$AH$68,AR$1,FALSE))","v":84.027266603574532},{"$f":"AR80*(1+VLOOKUP($B80,'WEO Projections'!$B$51:$AH$68,AS$1,FALSE))","v":82.846299257717121},{"$f":"AS80*(1+VLOOKUP($B80,'WEO Projections'!$B$51:$AH$68,AT$1,FALSE))","v":81.66533191185971},{"$f":"AT80*(1+VLOOKUP($B80,'WEO Projections'!$B$51:$AH$68,AU$1,FALSE))","v":81.378078294058426},{"$f":"AU80*(1+VLOOKUP($B80,'WEO Projections'!$B$51:$AH$68,AV$1,FALSE))","v":81.090824676257157},{"$f":"AV80*(1+VLOOKUP($B80,'WEO Projections'!$B$51:$AH$68,AW$1,FALSE))","v":80.803571058455873},{"$f":"AW80*(1+VLOOKUP($B80,'WEO Projections'!$B$51:$AH$68,AX$1,FALSE))","v":80.516317440654603},{"$f":"AX80*(1+VLOOKUP($B80,'WEO Projections'!$B$51:$AH$68,AY$1,FALSE))","v":80.22906382285332},{"$f":"AY80*(1+VLOOKUP($B80,'WEO Projections'!$B$51:$AH$68,AZ$1,FALSE))","v":80.01139398807085},{"$f":"AZ80*(1+VLOOKUP($B80,'WEO Projections'!$B$51:$AH$68,BA$1,FALSE))","v":79.79372415328838},{"$f":"BA80*(1+VLOOKUP($B80,'WEO Projections'!$B$51:$AH$68,BB$1,FALSE))","v":79.576054318505939},{"$f":"BB80*(1+VLOOKUP($B80,'WEO Projections'!$B$51:$AH$68,BC$1,FALSE))","v":79.358384483723469},{"$f":"BC80*(1+VLOOKUP($B80,'WEO Projections'!$B$51:$AH$68,BD$1,FALSE))","v":79.140714648941},null,105.24194260467726,91.228960716105263,84.027266603574532]
["Germany",{"$f":"VLOOKUP(A81,'Country Parameters'!$B$4:$T$198,19,FALSE)","v":"OECD Europe"},"Germany","Total","CO2 per kWh of electricity (gCO2 per kWh)",607.2912,622.22969999999998,603.57500000000005,601.38319999999999,597.86289999999997,582.2133,580.09770000000003,559.67020000000002,552.6078,531.06169999999997,526.46860000000004,544.20830000000001,545.06690000000003,514.18209999999999,500.89890000000003,495.83780000000002,490.20600000000002,511.54750000000001,478.87979999999999,471.0994,465.18889999999999,472.79840000000002,475.40809999999999,{"$f":"AB81*(1+VLOOKUP($B81,'WEO Projections'!$B$51:$AH$68,AC$1,FALSE))","v":463.96264786300571},{"$f":"AC81*(1+VLOOKUP($B81,'WEO Projections'!$B$51:$AH$68,AD$1,FALSE))","v":452.51719572601132},{"$f":"AD81*(1+VLOOKUP($B81,'WEO Projections'!$B$51:$AH$68,AE$1,FALSE))","v":441.07174358901705},{"$f":"AE81*(1+VLOOKUP($B81,'WEO Projections'!$B$51:$AH$68,AF$1,FALSE))","v":432.42902851074228},{"$f":"AF81*(1+VLOOKUP($B81,'WEO Projections'!$B$51:$AH$68,AG$1,FALSE))","v":423.78631343246752},{"$f":"AG81*(1+VLOOKUP($B81,'WEO Projections'!$B$51:$AH$68,AH$1,FALSE))","v":415.14359835419276},{"$f":"AH81*(1+VLOOKUP($B81,'WEO Projections'!$B$51:$AH$68,AI$1,FALSE))","v":406.500883275918},{"$f":"AI81*(1+VLOOKUP($B81,'WEO Projections'!$B$51:$AH$68,AJ$1,FALSE))","v":397.85816819764324},{"$f":"AJ81*(1+VLOOKUP($B81,'WEO Projections'!$B$51:$AH$68,AK$1,FALSE))","v":394.85129278464461},{"$f":"AK81*(1+VLOOKUP($B81,'WEO Projections'!$B$51:$AH$68,AL$1,FALSE))","v":391.84441737164599},{"$f":"AL81*(1+VLOOKUP($B81,'WEO Projections'!$B$51:$AH$68,AM$1,FALSE))","v":388.83754195864731},{"$f":"AM81*(1+VLOOKUP($B81,'WEO Projections'!$B$51:$AH$68,AN$1,FALSE))","v":385.83066654564868},{"$f":"AN81*(1+VLOOKUP($B81,'WEO Projections'!$B$51:$AH$68,AO$1,FALSE))","v":382.82379113265006},{"$f":"AO81*(1+VLOOKUP($B81,'WEO Projections'!$B$51:$AH$68,AP$1,FALSE))","v":378.5275795954658},{"$f":"AP81*(1+VLOOKUP($B81,'WEO Projections'!$B$51:$AH$68,AQ$1,FALSE))","v":374.23136805828159},{"$f":"AQ81*(1+VLOOKUP($B81,'WEO Projections'!$B$51:$AH$68,AR$1,FALSE))","v":369.93515652109733},{"$f":"AR81*(1+VLOOKUP($B81,'WEO Projections'!$B$51:$AH$68,AS$1,FALSE))","v":365.63894498391312},{"$f":"AS81*(1+VLOOKUP($B81,'WEO Projections'!$B$51:$AH$68,AT$1,FALSE))","v":361.34273344672891},{"$f":"AT81*(1+VLOOKUP($B81,'WEO Projections'!$B$51:$AH$68,AU$1,FALSE))","v":356.168105981363},{"$f":"AU81*(1+VLOOKUP($B81,'WEO Projections'!$B$51:$AH$68,AV$1,FALSE))","v":350.99347851599708},{"$f":"AV81*(1+VLOOKUP($B81,'WEO Projections'!$B$51:$AH$68,AW$1,FALSE))","v":345.81885105063122},{"$f":"AW81*(1+VLOOKUP($B81,'WEO Projections'!$B$51:$AH$68,AX$1,FALSE))","v":340.64422358526531},{"$f":"AX81*(1+VLOOKUP($B81,'WEO Projections'!$B$51:$AH$68,AY$1,FALSE))","v":335.46959611989945},{"$f":"AY81*(1+VLOOKUP($B81,'WEO Projections'!$B$51:$AH$68,AZ$1,FALSE))","v":334.17448058341608},{"$f":"AZ81*(1+VLOOKUP($B81,'WEO Projections'!$B$51:$AH$68,BA$1,FALSE))","v":332.87936504693278},{"$f":"BA81*(1+VLOOKUP($B81,'WEO Projections'!$B$51:$AH$68,BB$1,FALSE))","v":331.58424951044947},{"$f":"BB81*(1+VLOOKUP($B81,'WEO Projections'!$B$51:$AH$68,BC$1,FALSE))","v":330.28913397396616},{"$f":"BC81*(1+VLOOKUP($B81,'WEO Projections'!$B$51:$AH$68,BD$1,FALSE))","v":328.99401843748285},null,429.15869736862476,388.83754195864736,369.93515652109733]
["Ghana",{"$f":"VLOOKUP(A82,'Country Parameters'!$B$4:$T$198,19,FALSE)","v":"Africa"},"Ghana","Total","CO2 per kWh of electricity (gCO2 per kWh)",0,0,0,3.0173999999999999,3.6373000000000002,2.5956999999999999,0.47889999999999999,4.1498999999999997,234.80029999999999,171.5752,65.545599999999993,108.6704,256.12569999999999,277.76620000000003,83.520300000000006,146.7859,275.66579999999999,359.6336,215.23689999999999,188.04900000000001,294.745,215.423,249.44489999999999,{"$f":"AB82*(1+VLOOKUP($B82,'WEO Projections'!$B$51:$AH$68,AC$1,FALSE))","v":247.77229274441459},{"$f":"AC82*(1+VLOOKUP($B82,'WEO Projections'!$B$51:$AH$68,AD$1,FALSE))","v":246.09968548882924},{"$f":"AD82*(1+VLOOKUP($B82,'WEO Projections'!$B$51:$AH$68,AE$1,FALSE))","v":244.42707823324386},{"$f":"AE82*(1+VLOOKUP($B82,'WEO Projections'!$B$51:$AH$68,AF$1,FALSE))","v":239.90673424835489},{"$f":"AF82*(1+VLOOKUP($B82,'WEO Projections'!$B$51:$AH$68,AG$1,FALSE))","v":235.38639026346596},{"$f":"AG82*(1+VLOOKUP($B82,'WEO Projections'!$B$51:$AH$68,AH$1,FALSE))","v":230.86604627857693},{"$f":"AH82*(1+VLOOKUP($B82,'WEO Projections'!$B$51:$AH$68,AI$1,FALSE))","v":226.34570229368796},{"$f":"AI82*(1+VLOOKUP($B82,'WEO Projections'!$B$51:$AH$68,AJ$1,FALSE))","v":221.825358308799},{"$f":"AJ82*(1+VLOOKUP($B82,'WEO Projections'!$B$51:$AH$68,AK$1,FALSE))","v":218.49884711005501},{"$f":"AK82*(1+VLOOKUP($B82,'WEO Projections'!$B$51:$AH$68,AL$1,FALSE))","v":215.17233591131102},{"$f":"AL82*(1+VLOOKUP($B82,'WEO Projections'!$B$51:$AH$68,AM$1,FALSE))","v":211.84582471256701},{"$f":"AM82*(1+VLOOKUP($B82,'WEO Projections'!$B$51:$AH$68,AN$1,FALSE))","v":208.51931351382302},{"$f":"AN82*(1+VLOOKUP($B82,'WEO Projections'!$B$51:$AH$68,AO$1,FALSE))","v":205.19280231507904},{"$f":"AO82*(1+VLOOKUP($B82,'WEO Projections'!$B$51:$AH$68,AP$1,FALSE))","v":201.76305647868188},{"$f":"AP82*(1+VLOOKUP($B82,'WEO Projections'!$B$51:$AH$68,AQ$1,FALSE))","v":198.33331064228472},{"$f":"AQ82*(1+VLOOKUP($B82,'WEO Projections'!$B$51:$AH$68,AR$1,FALSE))","v":194.90356480588756},{"$f":"AR82*(1+VLOOKUP($B82,'WEO Projections'!$B$51:$AH$68,AS$1,FALSE))","v":191.4738189694904},{"$f":"AS82*(1+VLOOKUP($B82,'WEO Projections'!$B$51:$AH$68,AT$1,FALSE))","v":188.04407313309324},{"$f":"AT82*(1+VLOOKUP($B82,'WEO Projections'!$B$51:$AH$68,AU$1,FALSE))","v":185.90235200022062},{"$f":"AU82*(1+VLOOKUP($B82,'WEO Projections'!$B$51:$AH$68,AV$1,FALSE))","v":183.760630867348},{"$f":"AV82*(1+VLOOKUP($B82,'WEO Projections'!$B$51:$AH$68,AW$1,FALSE))","v":181.61890973447535},{"$f":"AW82*(1+VLOOKUP($B82,'WEO Projections'!$B$51:$AH$68,AX$1,FALSE))","v":179.47718860160276},{"$f":"AX82*(1+VLOOKUP($B82,'WEO Projections'!$B$51:$AH$68,AY$1,FALSE))","v":177.33546746873014},{"$f":"AY82*(1+VLOOKUP($B82,'WEO Projections'!$B$51:$AH$68,AZ$1,FALSE))","v":175.49665375100059},{"$f":"AZ82*(1+VLOOKUP($B82,'WEO Projections'!$B$51:$AH$68,BA$1,FALSE))","v":173.65784003327107},{"$f":"BA82*(1+VLOOKUP($B82,'WEO Projections'!$B$51:$AH$68,BB$1,FALSE))","v":171.81902631554152},{"$f":"BB82*(1+VLOOKUP($B82,'WEO Projections'!$B$51:$AH$68,BC$1,FALSE))","v":169.98021259781197},{"$f":"BC82*(1+VLOOKUP($B82,'WEO Projections'!$B$51:$AH$68,BD$1,FALSE))","v":168.14139888008245},null,236.57866098242155,211.84582471256704,194.90356480588756]
["Gibraltar","Eastern Europe & Eurasia","Gibraltar","Total","CO2 per kWh of electricity (gCO2 per kWh)",736.83540000000005,732.6087,742.71720000000005,743.63109999999995,751.48109999999997,737.56479999999999,751.99090000000001,745.21619999999996,739.52589999999998,740.39170000000001,759.80799999999999,753.77779999999996,759.98450000000003,754.50750000000005,743.41179999999997,739.51030000000003,750.70860000000005,751.11609999999996,756.70479999999998,757.11490000000003,744.28250000000003,770.39769999999999,748.51139999999998,{"$f":"AB83*(1+VLOOKUP($B83,'WEO Projections'!$B$51:$AH$68,AC$1,FALSE))","v":730.77014457951691},{"$f":"AC83*(1+VLOOKUP($B83,'WEO Projections'!$B$51:$AH$68,AD$1,FALSE))","v":713.02888915903384},{"$f":"AD83*(1+VLOOKUP($B83,'WEO Projections'!$B$51:$AH$68,AE$1,FALSE))","v":695.28763373855077},{"$f":"AE83*(1+VLOOKUP($B83,'WEO Projections'!$B$51:$AH$68,AF$1,FALSE))","v":679.96648945342145},{"$f":"AF83*(1+VLOOKUP($B83,'WEO Projections'!$B$51:$AH$68,AG$1,FALSE))","v":664.64534516829212},{"$f":"AG83*(1+VLOOKUP($B83,'WEO Projections'!$B$51:$AH$68,AH$1,FALSE))","v":649.32420088316292},{"$f":"AH83*(1+VLOOKUP($B83,'WEO Projections'!$B$51:$AH$68,AI$1,FALSE))","v":634.0030565980336},{"$f":"AI83*(1+VLOOKUP($B83,'WEO Projections'!$B$51:$AH$68,AJ$1,FALSE))","v":618.68191231290427},{"$f":"AJ83*(1+VLOOKUP($B83,'WEO Projections'!$B$51:$AH$68,AK$1,FALSE))","v":606.97960044211334},{"$f":"AK83*(1+VLOOKUP($B83,'WEO Projections'!$B$51:$AH$68,AL$1,FALSE))","v":595.2772885713224},{"$f":"AL83*(1+VLOOKUP($B83,'WEO Projections'!$B$51:$AH$68,AM$1,FALSE))","v":583.57497670053158},{"$f":"AM83*(1+VLOOKUP($B83,'WEO Projections'!$B$51:$AH$68,AN$1,FALSE))","v":571.87266482974064},{"$f":"AN83*(1+VLOOKUP($B83,'WEO Projections'!$B$51:$AH$68,AO$1,FALSE))","v":560.17035295894971},{"$f":"AO83*(1+VLOOKUP($B83,'WEO Projections'!$B$51:$AH$68,AP$1,FALSE))","v":552.61592083637527},{"$f":"AP83*(1+VLOOKUP($B83,'WEO Projections'!$B$51:$AH$68,AQ$1,FALSE))","v":545.06148871380083},{"$f":"AQ83*(1+VLOOKUP($B83,'WEO Projections'!$B$51:$AH$68,AR$1,FALSE))","v":537.5070565912265},{"$f":"AR83*(1+VLOOKUP($B83,'WEO Projections'!$B$51:$AH$68,AS$1,FALSE))","v":529.95262446865206},{"$f":"AS83*(1+VLOOKUP($B83,'WEO Projections'!$B$51:$AH$68,AT$1,FALSE))","v":522.39819234607762},{"$f":"AT83*(1+VLOOKUP($B83,'WEO Projections'!$B$51:$AH$68,AU$1,FALSE))","v":520.56068348924452},{"$f":"AU83*(1+VLOOKUP($B83,'WEO Projections'!$B$51:$AH$68,AV$1,FALSE))","v":518.72317463241143},{"$f":"AV83*(1+VLOOKUP($B83,'WEO Projections'!$B$51:$AH$68,AW$1,FALSE))","v":516.88566577557833},{"$f":"AW83*(1+VLOOKUP($B83,'WEO Projections'!$B$51:$AH$68,AX$1,FALSE))","v":515.04815691874524},{"$f":"AX83*(1+VLOOKUP($B83,'WEO Projections'!$B$51:$AH$68,AY$1,FALSE))","v":513.21064806191214},{"$f":"AY83*(1+VLOOKUP($B83,'WEO Projections'!$B$51:$AH$68,AZ$1,FALSE))","v":511.81825393876875},{"$f":"AZ83*(1+VLOOKUP($B83,'WEO Projections'!$B$51:$AH$68,BA$1,FALSE))","v":510.4258598156253},{"$f":"BA83*(1+VLOOKUP($B83,'WEO Projections'!$B$51:$AH$68,BB$1,FALSE))","v":509.03346569248203},{"$f":"BB83*(1+VLOOKUP($B83,'WEO Projections'!$B$51:$AH$68,BC$1,FALSE))","v":507.64107156933864},{"$f":"BC83*(1+VLOOKUP($B83,'WEO Projections'!$B$51:$AH$68,BD$1,FALSE))","v":506.24867744619519},null,673.21345898661446,583.57497670053147,537.5070565912265]
["Greece",{"$f":"VLOOKUP(A84,'Country Parameters'!$B$4:$T$198,19,FALSE)","v":"OECD Europe"},"Greece","Total","CO2 per kWh of electricity (gCO2 per kWh)",990.08789999999999,941.19939999999997,971.26610000000005,948.88779999999997,925.8596,945.64869999999996,841.85490000000004,822.24530000000004,799.44140000000004,780.98860000000002,819.89400000000001,833.88329999999996,816.64350000000002,781.04570000000001,779.69949999999994,779.30489999999998,730.87630000000001,752.07929999999999,747.67949999999996,725.46900000000005,718.26379999999995,706.72670000000005,684.61030000000005,{"$f":"AB84*(1+VLOOKUP($B84,'WEO Projections'!$B$51:$AH$68,AC$1,FALSE))","v":668.12830396092693},{"$f":"AC84*(1+VLOOKUP($B84,'WEO Projections'!$B$51:$AH$68,AD$1,FALSE))","v":651.64630792185358},{"$f":"AD84*(1+VLOOKUP($B84,'WEO Projections'!$B$51:$AH$68,AE$1,FALSE))","v":635.16431188278045},{"$f":"AE84*(1+VLOOKUP($B84,'WEO Projections'!$B$51:$AH$68,AF$1,FALSE))","v":622.7183906573066},{"$f":"AF84*(1+VLOOKUP($B84,'WEO Projections'!$B$51:$AH$68,AG$1,FALSE))","v":610.27246943183275},{"$f":"AG84*(1+VLOOKUP($B84,'WEO Projections'!$B$51:$AH$68,AH$1,FALSE))","v":597.82654820635889},{"$f":"AH84*(1+VLOOKUP($B84,'WEO Projections'!$B$51:$AH$68,AI$1,FALSE))","v":585.38062698088504},{"$f":"AI84*(1+VLOOKUP($B84,'WEO Projections'!$B$51:$AH$68,AJ$1,FALSE))","v":572.93470575541119},{"$f":"AJ84*(1+VLOOKUP($B84,'WEO Projections'!$B$51:$AH$68,AK$1,FALSE))","v":568.60466199184123},{"$f":"AK84*(1+VLOOKUP($B84,'WEO Projections'!$B$51:$AH$68,AL$1,FALSE))","v":564.27461822827138},{"$f":"AL84*(1+VLOOKUP($B84,'WEO Projections'!$B$51:$AH$68,AM$1,FALSE))","v":559.94457446470142},{"$f":"AM84*(1+VLOOKUP($B84,'WEO Projections'!$B$51:$AH$68,AN$1,FALSE))","v":555.61453070113146},{"$f":"AN84*(1+VLOOKUP($B84,'WEO Projections'!$B$51:$AH$68,AO$1,FALSE))","v":551.28448693756161},{"$f":"AO84*(1+VLOOKUP($B84,'WEO Projections'!$B$51:$AH$68,AP$1,FALSE))","v":545.09773776493466},{"$f":"AP84*(1+VLOOKUP($B84,'WEO Projections'!$B$51:$AH$68,AQ$1,FALSE))","v":538.91098859230772},{"$f":"AQ84*(1+VLOOKUP($B84,'WEO Projections'!$B$51:$AH$68,AR$1,FALSE))","v":532.72423941968077},{"$f":"AR84*(1+VLOOKUP($B84,'WEO Projections'!$B$51:$AH$68,AS$1,FALSE))","v":526.53749024705382},{"$f":"AS84*(1+VLOOKUP($B84,'WEO Projections'!$B$51:$AH$68,AT$1,FALSE))","v":520.35074107442688},{"$f":"AT84*(1+VLOOKUP($B84,'WEO Projections'!$B$51:$AH$68,AU$1,FALSE))","v":512.89903114047252},{"$f":"AU84*(1+VLOOKUP($B84,'WEO Projections'!$B$51:$AH$68,AV$1,FALSE))","v":505.4473212065181},{"$f":"AV84*(1+VLOOKUP($B84,'WEO Projections'!$B$51:$AH$68,AW$1,FALSE))","v":497.99561127256374},{"$f":"AW84*(1+VLOOKUP($B84,'WEO Projections'!$B$51:$AH$68,AX$1,FALSE))","v":490.54390133860932},{"$f":"AX84*(1+VLOOKUP($B84,'WEO Projections'!$B$51:$AH$68,AY$1,FALSE))","v":483.09219140465495},{"$f":"AY84*(1+VLOOKUP($B84,'WEO Projections'!$B$51:$AH$68,AZ$1,FALSE))","v":481.22716336670919},{"$f":"AZ84*(1+VLOOKUP($B84,'WEO Projections'!$B$51:$AH$68,BA$1,FALSE))","v":479.36213532876343},{"$f":"BA84*(1+VLOOKUP($B84,'WEO Projections'!$B$51:$AH$68,BB$1,FALSE))","v":477.49710729081772},{"$f":"BB84*(1+VLOOKUP($B84,'WEO Projections'!$B$51:$AH$68,BC$1,FALSE))","v":475.63207925287196},{"$f":"BC84*(1+VLOOKUP($B84,'WEO Projections'!$B$51:$AH$68,BD$1,FALSE))","v":473.7670512149262},null,618.00895809966948,559.94457446470142,532.72423941968077]
["Guatemala",{"$f":"VLOOKUP(A85,'Country Parameters'!$B$4:$T$198,19,FALSE)","v":"Latin America"},"Guatemala","Total","CO2 per kWh of electricity (gCO2 per kWh)",74.318799999999996,92.791300000000007,282.32920000000001,295.68529999999998,301.04199999999997,295.58960000000002,282.05900000000003,284.77179999999998,449.56670000000003,338.27780000000001,392.09030000000001,420.83010000000002,484.15600000000001,435.43619999999999,414.67939999999999,394.04059999999998,372.74579999999997,369.29230000000001,343.45909999999998,348.83780000000002,281.64229999999998,268.11059999999998,254.23429999999999,{"$f":"AB85*(1+VLOOKUP($B85,'WEO Projections'!$B$51:$AH$68,AC$1,FALSE))","v":251.75092488806729},{"$f":"AC85*(1+VLOOKUP($B85,'WEO Projections'!$B$51:$AH$68,AD$1,FALSE))","v":249.26754977613462},{"$f":"AD85*(1+VLOOKUP($B85,'WEO Projections'!$B$51:$AH$68,AE$1,FALSE))","v":246.78417466420191},{"$f":"AE85*(1+VLOOKUP($B85,'WEO Projections'!$B$51:$AH$68,AF$1,FALSE))","v":242.48770716941627},{"$f":"AF85*(1+VLOOKUP($B85,'WEO Projections'!$B$51:$AH$68,AG$1,FALSE))","v":238.19123967463059},{"$f":"AG85*(1+VLOOKUP($B85,'WEO Projections'!$B$51:$AH$68,AH$1,FALSE))","v":233.89477217984495},{"$f":"AH85*(1+VLOOKUP($B85,'WEO Projections'!$B$51:$AH$68,AI$1,FALSE))","v":229.59830468505928},{"$f":"AI85*(1+VLOOKUP($B85,'WEO Projections'!$B$51:$AH$68,AJ$1,FALSE))","v":225.30183719027363},{"$f":"AJ85*(1+VLOOKUP($B85,'WEO Projections'!$B$51:$AH$68,AK$1,FALSE))","v":223.89699940506338},{"$f":"AK85*(1+VLOOKUP($B85,'WEO Projections'!$B$51:$AH$68,AL$1,FALSE))","v":222.49216161985316},{"$f":"AL85*(1+VLOOKUP($B85,'WEO Projections'!$B$51:$AH$68,AM$1,FALSE))","v":221.08732383464294},{"$f":"AM85*(1+VLOOKUP($B85,'WEO Projections'!$B$51:$AH$68,AN$1,FALSE))","v":219.68248604943273},{"$f":"AN85*(1+VLOOKUP($B85,'WEO Projections'!$B$51:$AH$68,AO$1,FALSE))","v":218.27764826422251},{"$f":"AO85*(1+VLOOKUP($B85,'WEO Projections'!$B$51:$AH$68,AP$1,FALSE))","v":217.20345562753889},{"$f":"AP85*(1+VLOOKUP($B85,'WEO Projections'!$B$51:$AH$68,AQ$1,FALSE))","v":216.12926299085524},{"$f":"AQ85*(1+VLOOKUP($B85,'WEO Projections'!$B$51:$AH$68,AR$1,FALSE))","v":215.05507035417162},{"$f":"AR85*(1+VLOOKUP($B85,'WEO Projections'!$B$51:$AH$68,AS$1,FALSE))","v":213.98087771748794},{"$f":"AS85*(1+VLOOKUP($B85,'WEO Projections'!$B$51:$AH$68,AT$1,FALSE))","v":212.90668508080432},{"$f":"AT85*(1+VLOOKUP($B85,'WEO Projections'!$B$51:$AH$68,AU$1,FALSE))","v":214.18001329985452},{"$f":"AU85*(1+VLOOKUP($B85,'WEO Projections'!$B$51:$AH$68,AV$1,FALSE))","v":215.45334151890472},{"$f":"AV85*(1+VLOOKUP($B85,'WEO Projections'!$B$51:$AH$68,AW$1,FALSE))","v":216.72666973795495},{"$f":"AW85*(1+VLOOKUP($B85,'WEO Projections'!$B$51:$AH$68,AX$1,FALSE))","v":217.99999795700518},{"$f":"AX85*(1+VLOOKUP($B85,'WEO Projections'!$B$51:$AH$68,AY$1,FALSE))","v":219.27332617605538},{"$f":"AY85*(1+VLOOKUP($B85,'WEO Projections'!$B$51:$AH$68,AZ$1,FALSE))","v":220.14142057183537},{"$f":"AZ85*(1+VLOOKUP($B85,'WEO Projections'!$B$51:$AH$68,BA$1,FALSE))","v":221.00951496761533},{"$f":"BA85*(1+VLOOKUP($B85,'WEO Projections'!$B$51:$AH$68,BB$1,FALSE))","v":221.87760936339535},{"$f":"BB85*(1+VLOOKUP($B85,'WEO Projections'!$B$51:$AH$68,BC$1,FALSE))","v":222.74570375917531},{"$f":"BC85*(1+VLOOKUP($B85,'WEO Projections'!$B$51:$AH$68,BD$1,FALSE))","v":223.6137981549553},null,239.65956377845356,221.08732383464294,215.05507035417159]
["Haiti",{"$f":"VLOOKUP(A86,'Country Parameters'!$B$4:$T$198,19,FALSE)","v":"Latin America"},"Haiti","Total","CO2 per kWh of electricity (gCO2 per kWh)",407.91289999999998,453.5342,310.48700000000002,215.43129999999999,90.394999999999996,327.12119999999999,397.5752,567.75869999999998,379.34390000000002,288.7851,345.63069999999999,339.66329999999999,399.45339999999999,319.57380000000001,300.59960000000001,307.1583,305.1825,512.51919999999996,493.53699999999998,357.77120000000002,467.3032,290.88760000000002,591.67650000000003,{"$f":"AB86*(1+VLOOKUP($B86,'WEO Projections'!$B$51:$AH$68,AC$1,FALSE))","v":585.89697027322654},{"$f":"AC86*(1+VLOOKUP($B86,'WEO Projections'!$B$51:$AH$68,AD$1,FALSE))","v":580.11744054645317},{"$f":"AD86*(1+VLOOKUP($B86,'WEO Projections'!$B$51:$AH$68,AE$1,FALSE))","v":574.33791081967968},{"$f":"AE86*(1+VLOOKUP($B86,'WEO Projections'!$B$51:$AH$68,AF$1,FALSE))","v":564.33879248797325},{"$f":"AF86*(1+VLOOKUP($B86,'WEO Projections'!$B$51:$AH$68,AG$1,FALSE))","v":554.33967415626682},{"$f":"AG86*(1+VLOOKUP($B86,'WEO Projections'!$B$51:$AH$68,AH$1,FALSE))","v":544.3405558245604},{"$f":"AH86*(1+VLOOKUP($B86,'WEO Projections'!$B$51:$AH$68,AI$1,FALSE))","v":534.34143749285397},{"$f":"AI86*(1+VLOOKUP($B86,'WEO Projections'!$B$51:$AH$68,AJ$1,FALSE))","v":524.34231916114766},{"$f":"AJ86*(1+VLOOKUP($B86,'WEO Projections'!$B$51:$AH$68,AK$1,FALSE))","v":521.07285668570296},{"$f":"AK86*(1+VLOOKUP($B86,'WEO Projections'!$B$51:$AH$68,AL$1,FALSE))","v":517.80339421025826},{"$f":"AL86*(1+VLOOKUP($B86,'WEO Projections'!$B$51:$AH$68,AM$1,FALSE))","v":514.53393173481356},{"$f":"AM86*(1+VLOOKUP($B86,'WEO Projections'!$B$51:$AH$68,AN$1,FALSE))","v":511.26446925936892},{"$f":"AN86*(1+VLOOKUP($B86,'WEO Projections'!$B$51:$AH$68,AO$1,FALSE))","v":507.99500678392428},{"$f":"AO86*(1+VLOOKUP($B86,'WEO Projections'!$B$51:$AH$68,AP$1,FALSE))","v":505.49505087868749},{"$f":"AP86*(1+VLOOKUP($B86,'WEO Projections'!$B$51:$AH$68,AQ$1,FALSE))","v":502.99509497345065},{"$f":"AQ86*(1+VLOOKUP($B86,'WEO Projections'!$B$51:$AH$68,AR$1,FALSE))","v":500.49513906821386},{"$f":"AR86*(1+VLOOKUP($B86,'WEO Projections'!$B$51:$AH$68,AS$1,FALSE))","v":497.99518316297696},{"$f":"AS86*(1+VLOOKUP($B86,'WEO Projections'!$B$51:$AH$68,AT$1,FALSE))","v":495.49522725774017},{"$f":"AT86*(1+VLOOKUP($B86,'WEO Projections'!$B$51:$AH$68,AU$1,FALSE))","v":498.45862906465157},{"$f":"AU86*(1+VLOOKUP($B86,'WEO Projections'!$B$51:$AH$68,AV$1,FALSE))","v":501.42203087156298},{"$f":"AV86*(1+VLOOKUP($B86,'WEO Projections'!$B$51:$AH$68,AW$1,FALSE))","v":504.38543267847444},{"$f":"AW86*(1+VLOOKUP($B86,'WEO Projections'!$B$51:$AH$68,AX$1,FALSE))","v":507.34883448538591},{"$f":"AX86*(1+VLOOKUP($B86,'WEO Projections'!$B$51:$AH$68,AY$1,FALSE))","v":510.31223629229731},{"$f":"AY86*(1+VLOOKUP($B86,'WEO Projections'!$B$51:$AH$68,AZ$1,FALSE))","v":512.33254218243371},{"$f":"AZ86*(1+VLOOKUP($B86,'WEO Projections'!$B$51:$AH$68,BA$1,FALSE))","v":514.35284807257005},{"$f":"BA86*(1+VLOOKUP($B86,'WEO Projections'!$B$51:$AH$68,BB$1,FALSE))","v":516.37315396270651},{"$f":"BB86*(1+VLOOKUP($B86,'WEO Projections'!$B$51:$AH$68,BC$1,FALSE))","v":518.39345985284297},{"$f":"BC86*(1+VLOOKUP($B86,'WEO Projections'!$B$51:$AH$68,BD$1,FALSE))","v":520.41376574297942},null,557.75688759527009,514.53393173481368,500.49513906821375]
["Honduras",{"$f":"VLOOKUP(A87,'Country Parameters'!$B$4:$T$198,19,FALSE)","v":"Latin America"},"Honduras","Total","CO2 per kWh of electricity (gCO2 per kWh)",9.5833999999999993,6.7667999999999999,40.119900000000001,63.202199999999998,137.54259999999999,326.74009999999998,235.50989999999999,273.43810000000002,380.44279999999998,241.4562,280.8064,332.20979999999997,356.52,351.65589999999997,467.25060000000002,408.9502,266.202,418.35469999999998,408.54770000000002,341.93220000000002,329.73410000000001,368.44369999999998,363.47480000000002,{"$f":"AB87*(1+VLOOKUP($B87,'WEO Projections'!$B$51:$AH$68,AC$1,FALSE))","v":359.92435746673556},{"$f":"AC87*(1+VLOOKUP($B87,'WEO Projections'!$B$51:$AH$68,AD$1,FALSE))","v":356.37391493347116},{"$f":"AD87*(1+VLOOKUP($B87,'WEO Projections'!$B$51:$AH$68,AE$1,FALSE))","v":352.8234724002067},{"$f":"AE87*(1+VLOOKUP($B87,'WEO Projections'!$B$51:$AH$68,AF$1,FALSE))","v":346.68088006166812},{"$f":"AF87*(1+VLOOKUP($B87,'WEO Projections'!$B$51:$AH$68,AG$1,FALSE))","v":340.53828772312949},{"$f":"AG87*(1+VLOOKUP($B87,'WEO Projections'!$B$51:$AH$68,AH$1,FALSE))","v":334.39569538459091},{"$f":"AH87*(1+VLOOKUP($B87,'WEO Projections'!$B$51:$AH$68,AI$1,FALSE))","v":328.25310304605227},{"$f":"AI87*(1+VLOOKUP($B87,'WEO Projections'!$B$51:$AH$68,AJ$1,FALSE))","v":322.11051070751375},{"$f":"AJ87*(1+VLOOKUP($B87,'WEO Projections'!$B$51:$AH$68,AK$1,FALSE))","v":320.10203611139616},{"$f":"AK87*(1+VLOOKUP($B87,'WEO Projections'!$B$51:$AH$68,AL$1,FALSE))","v":318.09356151527862},{"$f":"AL87*(1+VLOOKUP($B87,'WEO Projections'!$B$51:$AH$68,AM$1,FALSE))","v":316.08508691916109},{"$f":"AM87*(1+VLOOKUP($B87,'WEO Projections'!$B$51:$AH$68,AN$1,FALSE))","v":314.07661232304355},{"$f":"AN87*(1+VLOOKUP($B87,'WEO Projections'!$B$51:$AH$68,AO$1,FALSE))","v":312.06813772692601},{"$f":"AO87*(1+VLOOKUP($B87,'WEO Projections'!$B$51:$AH$68,AP$1,FALSE))","v":310.53238132513422},{"$f":"AP87*(1+VLOOKUP($B87,'WEO Projections'!$B$51:$AH$68,AQ$1,FALSE))","v":308.99662492334238},{"$f":"AQ87*(1+VLOOKUP($B87,'WEO Projections'!$B$51:$AH$68,AR$1,FALSE))","v":307.46086852155059},{"$f":"AR87*(1+VLOOKUP($B87,'WEO Projections'!$B$51:$AH$68,AS$1,FALSE))","v":305.92511211975875},{"$f":"AS87*(1+VLOOKUP($B87,'WEO Projections'!$B$51:$AH$68,AT$1,FALSE))","v":304.38935571796696},{"$f":"AT87*(1+VLOOKUP($B87,'WEO Projections'!$B$51:$AH$68,AU$1,FALSE))","v":306.20981314544088},{"$f":"AU87*(1+VLOOKUP($B87,'WEO Projections'!$B$51:$AH$68,AV$1,FALSE))","v":308.03027057291479},{"$f":"AV87*(1+VLOOKUP($B87,'WEO Projections'!$B$51:$AH$68,AW$1,FALSE))","v":309.85072800038876},{"$f":"AW87*(1+VLOOKUP($B87,'WEO Projections'!$B$51:$AH$68,AX$1,FALSE))","v":311.67118542786267},{"$f":"AX87*(1+VLOOKUP($B87,'WEO Projections'!$B$51:$AH$68,AY$1,FALSE))","v":313.49164285533658},{"$f":"AY87*(1+VLOOKUP($B87,'WEO Projections'!$B$51:$AH$68,AZ$1,FALSE))","v":314.73274382749986},{"$f":"AZ87*(1+VLOOKUP($B87,'WEO Projections'!$B$51:$AH$68,BA$1,FALSE))","v":315.97384479966308},{"$f":"BA87*(1+VLOOKUP($B87,'WEO Projections'!$B$51:$AH$68,BB$1,FALSE))","v":317.21494577182642},{"$f":"BB87*(1+VLOOKUP($B87,'WEO Projections'!$B$51:$AH$68,BC$1,FALSE))","v":318.4560467439897},{"$f":"BC87*(1+VLOOKUP($B87,'WEO Projections'!$B$51:$AH$68,BD$1,FALSE))","v":319.69714771615298},null,342.63752771542102,316.08508691916103,307.46086852155059]
["Hong Kong, China","China","Hong Kong, China","Total","CO2 per kWh of electricity (gCO2 per kWh)",827.98689999999999,836.36890000000005,820.63059999999996,862.04060000000004,864.33519999999999,855.26070000000004,823.23289999999997,723.5874,739.67589999999996,715.93610000000001,711.82119999999998,719.96420000000001,725.15549999999996,795.04790000000003,749.11599999999999,755.44090000000006,753.9126,774.73469999999998,757.42290000000003,762.97239999999999,721.59569999999997,766.40369999999996,757.79830000000004,{"$f":"AB88*(1+VLOOKUP($B88,'WEO Projections'!$B$51:$AH$68,AC$1,FALSE))","v":725.08717847626258},{"$f":"AC88*(1+VLOOKUP($B88,'WEO Projections'!$B$51:$AH$68,AD$1,FALSE))","v":692.376056952525},{"$f":"AD88*(1+VLOOKUP($B88,'WEO Projections'!$B$51:$AH$68,AE$1,FALSE))","v":659.66493542878754},{"$f":"AE88*(1+VLOOKUP($B88,'WEO Projections'!$B$51:$AH$68,AF$1,FALSE))","v":649.11762700533677},{"$f":"AF88*(1+VLOOKUP($B88,'WEO Projections'!$B$51:$AH$68,AG$1,FALSE))","v":638.570318581886},{"$f":"AG88*(1+VLOOKUP($B88,'WEO Projections'!$B$51:$AH$68,AH$1,FALSE))","v":628.02301015843534},{"$f":"AH88*(1+VLOOKUP($B88,'WEO Projections'!$B$51:$AH$68,AI$1,FALSE))","v":617.47570173498457},{"$f":"AI88*(1+VLOOKUP($B88,'WEO Projections'!$B$51:$AH$68,AJ$1,FALSE))","v":606.9283933115338},{"$f":"AJ88*(1+VLOOKUP($B88,'WEO Projections'!$B$51:$AH$68,AK$1,FALSE))","v":601.32719264114314},{"$f":"AK88*(1+VLOOKUP($B88,'WEO Projections'!$B$51:$AH$68,AL$1,FALSE))","v":595.72599197075249},{"$f":"AL88*(1+VLOOKUP($B88,'WEO Projections'!$B$51:$AH$68,AM$1,FALSE))","v":590.12479130036195},{"$f":"AM88*(1+VLOOKUP($B88,'WEO Projections'!$B$51:$AH$68,AN$1,FALSE))","v":584.5235906299713},{"$f":"AN88*(1+VLOOKUP($B88,'WEO Projections'!$B$51:$AH$68,AO$1,FALSE))","v":578.92238995958064},{"$f":"AO88*(1+VLOOKUP($B88,'WEO Projections'!$B$51:$AH$68,AP$1,FALSE))","v":577.66385588745982},{"$f":"AP88*(1+VLOOKUP($B88,'WEO Projections'!$B$51:$AH$68,AQ$1,FALSE))","v":576.40532181533899},{"$f":"AQ88*(1+VLOOKUP($B88,'WEO Projections'!$B$51:$AH$68,AR$1,FALSE))","v":575.14678774321828},{"$f":"AR88*(1+VLOOKUP($B88,'WEO Projections'!$B$51:$AH$68,AS$1,FALSE))","v":573.88825367109746},{"$f":"AS88*(1+VLOOKUP($B88,'WEO Projections'!$B$51:$AH$68,AT$1,FALSE))","v":572.62971959897664},{"$f":"AT88*(1+VLOOKUP($B88,'WEO Projections'!$B$51:$AH$68,AU$1,FALSE))","v":571.79365661877546},{"$f":"AU88*(1+VLOOKUP($B88,'WEO Projections'!$B$51:$AH$68,AV$1,FALSE))","v":570.95759363857439},{"$f":"AV88*(1+VLOOKUP($B88,'WEO Projections'!$B$51:$AH$68,AW$1,FALSE))","v":570.12153065837333},{"$f":"AW88*(1+VLOOKUP($B88,'WEO Projections'!$B$51:$AH$68,AX$1,FALSE))","v":569.28546767817238},{"$f":"AX88*(1+VLOOKUP($B88,'WEO Projections'!$B$51:$AH$68,AY$1,FALSE))","v":568.4494046979712},{"$f":"AY88*(1+VLOOKUP($B88,'WEO Projections'!$B$51:$AH$68,AZ$1,FALSE))","v":567.89193088308025},{"$f":"AZ88*(1+VLOOKUP($B88,'WEO Projections'!$B$51:$AH$68,BA$1,FALSE))","v":567.33445706818918},{"$f":"BA88*(1+VLOOKUP($B88,'WEO Projections'!$B$51:$AH$68,BB$1,FALSE))","v":566.77698325329823},{"$f":"BB88*(1+VLOOKUP($B88,'WEO Projections'!$B$51:$AH$68,BC$1,FALSE))","v":566.21950943840716},{"$f":"BC88*(1+VLOOKUP($B88,'WEO Projections'!$B$51:$AH$68,BD$1,FALSE))","v":565.6620356235162},null,652.15540270621898,590.12479130036195,575.14678774321817]
["Hungary",{"$f":"VLOOKUP(A89,'Country Parameters'!$B$4:$T$198,19,FALSE)","v":"OECD Europe"},"Hungary","Total","CO2 per kWh of electricity (gCO2 per kWh)",495.90600000000001,503.49759999999998,529.14890000000003,526.00599999999997,517.40470000000005,511.77010000000001,502.5308,518.69780000000003,509.46769999999998,488.87599999999998,468.77569999999997,461.10430000000002,449.82749999999999,501.71,447.98869999999999,372.44389999999999,366.6764,367.79090000000002,350.9649,313.18529999999998,317.08339999999998,316.5702,314.01240000000001,{"$f":"AB89*(1+VLOOKUP($B89,'WEO Projections'!$B$51:$AH$68,AC$1,FALSE))","v":306.45255006344507},{"$f":"AC89*(1+VLOOKUP($B89,'WEO Projections'!$B$51:$AH$68,AD$1,FALSE))","v":298.89270012689008},{"$f":"AD89*(1+VLOOKUP($B89,'WEO Projections'!$B$51:$AH$68,AE$1,FALSE))","v":291.33285019033514},{"$f":"AE89*(1+VLOOKUP($B89,'WEO Projections'!$B$51:$AH$68,AF$1,FALSE))","v":285.62423962134136},{"$f":"AF89*(1+VLOOKUP($B89,'WEO Projections'!$B$51:$AH$68,AG$1,FALSE))","v":279.91562905234758},{"$f":"AG89*(1+VLOOKUP($B89,'WEO Projections'!$B$51:$AH$68,AH$1,FALSE))","v":274.20701848335381},{"$f":"AH89*(1+VLOOKUP($B89,'WEO Projections'!$B$51:$AH$68,AI$1,FALSE))","v":268.49840791436003},{"$f":"AI89*(1+VLOOKUP($B89,'WEO Projections'!$B$51:$AH$68,AJ$1,FALSE))","v":262.78979734536625},{"$f":"AJ89*(1+VLOOKUP($B89,'WEO Projections'!$B$51:$AH$68,AK$1,FALSE))","v":260.80372229755642},{"$f":"AK89*(1+VLOOKUP($B89,'WEO Projections'!$B$51:$AH$68,AL$1,FALSE))","v":258.81764724974659},{"$f":"AL89*(1+VLOOKUP($B89,'WEO Projections'!$B$51:$AH$68,AM$1,FALSE))","v":256.83157220193669},{"$f":"AM89*(1+VLOOKUP($B89,'WEO Projections'!$B$51:$AH$68,AN$1,FALSE))","v":254.84549715412683},{"$f":"AN89*(1+VLOOKUP($B89,'WEO Projections'!$B$51:$AH$68,AO$1,FALSE))","v":252.859422106317},{"$f":"AO89*(1+VLOOKUP($B89,'WEO Projections'!$B$51:$AH$68,AP$1,FALSE))","v":250.02172603908778},{"$f":"AP89*(1+VLOOKUP($B89,'WEO Projections'!$B$51:$AH$68,AQ$1,FALSE))","v":247.18402997185859},{"$f":"AQ89*(1+VLOOKUP($B89,'WEO Projections'!$B$51:$AH$68,AR$1,FALSE))","v":244.34633390462938},{"$f":"AR89*(1+VLOOKUP($B89,'WEO Projections'!$B$51:$AH$68,AS$1,FALSE))","v":241.50863783740019},{"$f":"AS89*(1+VLOOKUP($B89,'WEO Projections'!$B$51:$AH$68,AT$1,FALSE))","v":238.670941770171},{"$f":"AT89*(1+VLOOKUP($B89,'WEO Projections'!$B$51:$AH$68,AU$1,FALSE))","v":235.25304209722589},{"$f":"AU89*(1+VLOOKUP($B89,'WEO Projections'!$B$51:$AH$68,AV$1,FALSE))","v":231.83514242428078},{"$f":"AV89*(1+VLOOKUP($B89,'WEO Projections'!$B$51:$AH$68,AW$1,FALSE))","v":228.41724275133566},{"$f":"AW89*(1+VLOOKUP($B89,'WEO Projections'!$B$51:$AH$68,AX$1,FALSE))","v":224.99934307839052},{"$f":"AX89*(1+VLOOKUP($B89,'WEO Projections'!$B$51:$AH$68,AY$1,FALSE))","v":221.58144340544541},{"$f":"AY89*(1+VLOOKUP($B89,'WEO Projections'!$B$51:$AH$68,AZ$1,FALSE))","v":220.72600501916546},{"$f":"AZ89*(1+VLOOKUP($B89,'WEO Projections'!$B$51:$AH$68,BA$1,FALSE))","v":219.8705666328855},{"$f":"BA89*(1+VLOOKUP($B89,'WEO Projections'!$B$51:$AH$68,BB$1,FALSE))","v":219.01512824660557},{"$f":"BB89*(1+VLOOKUP($B89,'WEO Projections'!$B$51:$AH$68,BC$1,FALSE))","v":218.15968986032561},{"$f":"BC89*(1+VLOOKUP($B89,'WEO Projections'!$B$51:$AH$68,BD$1,FALSE))","v":217.30425147404566},null,283.4641490996799,256.83157220193669,244.3463339046294]
["Iceland",{"$f":"VLOOKUP(A90,'Country Parameters'!$B$4:$T$198,19,FALSE)","v":"OECD Europe"},"Iceland","Total","CO2 per kWh of electricity (gCO2 per kWh)",0.69220000000000004,0.69469999999999998,0.68679999999999997,0.66049999999999998,0.65310000000000001,1.2542,0.60940000000000005,0.55889999999999995,0.49709999999999999,0.43430000000000002,0.40629999999999999,0.3886,0.371,0.36730000000000002,0.36209999999999998,0.3594,0.31440000000000001,1.1758,0.55859999999999999,0.2114,0.183,0.18140000000000001,0.1779,{"$f":"AB90*(1+VLOOKUP($B90,'WEO Projections'!$B$51:$AH$68,AC$1,FALSE))","v":0.17361705670313299},{"$f":"AC90*(1+VLOOKUP($B90,'WEO Projections'!$B$51:$AH$68,AD$1,FALSE))","v":0.16933411340626595},{"$f":"AD90*(1+VLOOKUP($B90,'WEO Projections'!$B$51:$AH$68,AE$1,FALSE))","v":0.16505117010939893},{"$f":"AE90*(1+VLOOKUP($B90,'WEO Projections'!$B$51:$AH$68,AF$1,FALSE))","v":0.16181702451443519},{"$f":"AF90*(1+VLOOKUP($B90,'WEO Projections'!$B$51:$AH$68,AG$1,FALSE))","v":0.15858287891947145},{"$f":"AG90*(1+VLOOKUP($B90,'WEO Projections'!$B$51:$AH$68,AH$1,FALSE))","v":0.15534873332450772},{"$f":"AH90*(1+VLOOKUP($B90,'WEO Projections'!$B$51:$AH$68,AI$1,FALSE))","v":0.15211458772954398},{"$f":"AI90*(1+VLOOKUP($B90,'WEO Projections'!$B$51:$AH$68,AJ$1,FALSE))","v":0.14888044213458024},{"$f":"AJ90*(1+VLOOKUP($B90,'WEO Projections'!$B$51:$AH$68,AK$1,FALSE))","v":0.14775525487762678},{"$f":"AK90*(1+VLOOKUP($B90,'WEO Projections'!$B$51:$AH$68,AL$1,FALSE))","v":0.14663006762067332},{"$f":"AL90*(1+VLOOKUP($B90,'WEO Projections'!$B$51:$AH$68,AM$1,FALSE))","v":0.14550488036371984},{"$f":"AM90*(1+VLOOKUP($B90,'WEO Projections'!$B$51:$AH$68,AN$1,FALSE))","v":0.14437969310676638},{"$f":"AN90*(1+VLOOKUP($B90,'WEO Projections'!$B$51:$AH$68,AO$1,FALSE))","v":0.14325450584981292},{"$f":"AO90*(1+VLOOKUP($B90,'WEO Projections'!$B$51:$AH$68,AP$1,FALSE))","v":0.14164684280733408},{"$f":"AP90*(1+VLOOKUP($B90,'WEO Projections'!$B$51:$AH$68,AQ$1,FALSE))","v":0.14003917976485528},{"$f":"AQ90*(1+VLOOKUP($B90,'WEO Projections'!$B$51:$AH$68,AR$1,FALSE))","v":0.13843151672237644},{"$f":"AR90*(1+VLOOKUP($B90,'WEO Projections'!$B$51:$AH$68,AS$1,FALSE))","v":0.13682385367989763},{"$f":"AS90*(1+VLOOKUP($B90,'WEO Projections'!$B$51:$AH$68,AT$1,FALSE))","v":0.13521619063741883},{"$f":"AT90*(1+VLOOKUP($B90,'WEO Projections'!$B$51:$AH$68,AU$1,FALSE))","v":0.13327982012524497},{"$f":"AU90*(1+VLOOKUP($B90,'WEO Projections'!$B$51:$AH$68,AV$1,FALSE))","v":0.13134344961307112},{"$f":"AV90*(1+VLOOKUP($B90,'WEO Projections'!$B$51:$AH$68,AW$1,FALSE))","v":0.1294070791008973},{"$f":"AW90*(1+VLOOKUP($B90,'WEO Projections'!$B$51:$AH$68,AX$1,FALSE))","v":0.12747070858872345},{"$f":"AX90*(1+VLOOKUP($B90,'WEO Projections'!$B$51:$AH$68,AY$1,FALSE))","v":0.12553433807654962},{"$f":"AY90*(1+VLOOKUP($B90,'WEO Projections'!$B$51:$AH$68,AZ$1,FALSE))","v":0.12504969960711593},{"$f":"AZ90*(1+VLOOKUP($B90,'WEO Projections'!$B$51:$AH$68,BA$1,FALSE))","v":0.12456506113768223},{"$f":"BA90*(1+VLOOKUP($B90,'WEO Projections'!$B$51:$AH$68,BB$1,FALSE))","v":0.12408042266824854},{"$f":"BB90*(1+VLOOKUP($B90,'WEO Projections'!$B$51:$AH$68,BC$1,FALSE))","v":0.12359578419881483},{"$f":"BC90*(1+VLOOKUP($B90,'WEO Projections'!$B$51:$AH$68,BD$1,FALSE))","v":0.12311114572938112},null,0.16059325085516704,0.14550488036371984,0.13843151672237644]
["India","India","India","Total","CO2 per kWh of electricity (gCO2 per kWh)",817.34100000000001,832.80560000000003,861.60509999999999,887.9,857.09760000000006,907.33130000000006,931.65329999999994,902.6739,885.23289999999997,888.06380000000001,905.72940000000006,908.24990000000003,887.3347,873.11030000000005,910.85659999999996,901.69529999999997,889.76679999999999,936.77949999999998,946.5489,960.6721,933.75620000000004,890.71569999999997,926.09799999999996,{"$f":"AB91*(1+VLOOKUP($B91,'WEO Projections'!$B$51:$AH$68,AC$1,FALSE))","v":905.54552243557453},{"$f":"AC91*(1+VLOOKUP($B91,'WEO Projections'!$B$51:$AH$68,AD$1,FALSE))","v":884.9930448711491},{"$f":"AD91*(1+VLOOKUP($B91,'WEO Projections'!$B$51:$AH$68,AE$1,FALSE))","v":864.44056730672366},{"$f":"AE91*(1+VLOOKUP($B91,'WEO Projections'!$B$51:$AH$68,AF$1,FALSE))","v":849.73475808250157},{"$f":"AF91*(1+VLOOKUP($B91,'WEO Projections'!$B$51:$AH$68,AG$1,FALSE))","v":835.02894885827948},{"$f":"AG91*(1+VLOOKUP($B91,'WEO Projections'!$B$51:$AH$68,AH$1,FALSE))","v":820.32313963405738},{"$f":"AH91*(1+VLOOKUP($B91,'WEO Projections'!$B$51:$AH$68,AI$1,FALSE))","v":805.61733040983529},{"$f":"AI91*(1+VLOOKUP($B91,'WEO Projections'!$B$51:$AH$68,AJ$1,FALSE))","v":790.9115211856132},{"$f":"AJ91*(1+VLOOKUP($B91,'WEO Projections'!$B$51:$AH$68,AK$1,FALSE))","v":782.0255434938374},{"$f":"AK91*(1+VLOOKUP($B91,'WEO Projections'!$B$51:$AH$68,AL$1,FALSE))","v":773.13956580206172},{"$f":"AL91*(1+VLOOKUP($B91,'WEO Projections'!$B$51:$AH$68,AM$1,FALSE))","v":764.25358811028593},{"$f":"AM91*(1+VLOOKUP($B91,'WEO Projections'!$B$51:$AH$68,AN$1,FALSE))","v":755.36761041851025},{"$f":"AN91*(1+VLOOKUP($B91,'WEO Projections'!$B$51:$AH$68,AO$1,FALSE))","v":746.48163272673435},{"$f":"AO91*(1+VLOOKUP($B91,'WEO Projections'!$B$51:$AH$68,AP$1,FALSE))","v":743.060736771302},{"$f":"AP91*(1+VLOOKUP($B91,'WEO Projections'!$B$51:$AH$68,AQ$1,FALSE))","v":739.63984081586955},{"$f":"AQ91*(1+VLOOKUP($B91,'WEO Projections'!$B$51:$AH$68,AR$1,FALSE))","v":736.21894486043698},{"$f":"AR91*(1+VLOOKUP($B91,'WEO Projections'!$B$51:$AH$68,AS$1,FALSE))","v":732.79804890500463},{"$f":"AS91*(1+VLOOKUP($B91,'WEO Projections'!$B$51:$AH$68,AT$1,FALSE))","v":729.37715294957218},{"$f":"AT91*(1+VLOOKUP($B91,'WEO Projections'!$B$51:$AH$68,AU$1,FALSE))","v":727.16637715184299},{"$f":"AU91*(1+VLOOKUP($B91,'WEO Projections'!$B$51:$AH$68,AV$1,FALSE))","v":724.9556013541137},{"$f":"AV91*(1+VLOOKUP($B91,'WEO Projections'!$B$51:$AH$68,AW$1,FALSE))","v":722.74482555638451},{"$f":"AW91*(1+VLOOKUP($B91,'WEO Projections'!$B$51:$AH$68,AX$1,FALSE))","v":720.53404975865533},{"$f":"AX91*(1+VLOOKUP($B91,'WEO Projections'!$B$51:$AH$68,AY$1,FALSE))","v":718.32327396092626},{"$f":"AY91*(1+VLOOKUP($B91,'WEO Projections'!$B$51:$AH$68,AZ$1,FALSE))","v":717.82048188238389},{"$f":"AZ91*(1+VLOOKUP($B91,'WEO Projections'!$B$51:$AH$68,BA$1,FALSE))","v":717.31768980384152},{"$f":"BA91*(1+VLOOKUP($B91,'WEO Projections'!$B$51:$AH$68,BB$1,FALSE))","v":716.81489772529903},{"$f":"BB91*(1+VLOOKUP($B91,'WEO Projections'!$B$51:$AH$68,BC$1,FALSE))","v":716.31210564675666},{"$f":"BC91*(1+VLOOKUP($B91,'WEO Projections'!$B$51:$AH$68,BD$1,FALSE))","v":715.80931356821429},null,844.57435409796676,764.25358811028593,736.21894486043709]
["Indonesia",{"$f":"VLOOKUP(A92,'Country Parameters'!$B$4:$T$198,19,FALSE)","v":"Non-OECD Asia"},"Indonesia","Total","CO2 per kWh of electricity (gCO2 per kWh)",678.98429999999996,660.72770000000003,603.5652,691.02359999999999,612.96159999999998,592.29219999999998,608.69650000000001,668.08119999999997,636.404,653.40959999999995,654.17899999999997,682.19590000000005,678.26890000000003,716.45510000000002,707.88469999999995,716.48509999999999,731.93489999999997,761.02030000000002,741.96960000000001,745.95780000000002,711.26859999999999,750.48410000000001,809.18769999999995,{"$f":"AB92*(1+VLOOKUP($B92,'WEO Projections'!$B$51:$AH$68,AC$1,FALSE))","v":792.46024095673783},{"$f":"AC92*(1+VLOOKUP($B92,'WEO Projections'!$B$51:$AH$68,AD$1,FALSE))","v":775.73278191347549},{"$f":"AD92*(1+VLOOKUP($B92,'WEO Projections'!$B$51:$AH$68,AE$1,FALSE))","v":759.00532287021338},{"$f":"AE92*(1+VLOOKUP($B92,'WEO Projections'!$B$51:$AH$68,AF$1,FALSE))","v":748.11523804829483},{"$f":"AF92*(1+VLOOKUP($B92,'WEO Projections'!$B$51:$AH$68,AG$1,FALSE))","v":737.22515322637639},{"$f":"AG92*(1+VLOOKUP($B92,'WEO Projections'!$B$51:$AH$68,AH$1,FALSE))","v":726.33506840445784},{"$f":"AH92*(1+VLOOKUP($B92,'WEO Projections'!$B$51:$AH$68,AI$1,FALSE))","v":715.44498358253941},{"$f":"AI92*(1+VLOOKUP($B92,'WEO Projections'!$B$51:$AH$68,AJ$1,FALSE))","v":704.55489876062086},{"$f":"AJ92*(1+VLOOKUP($B92,'WEO Projections'!$B$51:$AH$68,AK$1,FALSE))","v":698.70099320823999},{"$f":"AK92*(1+VLOOKUP($B92,'WEO Projections'!$B$51:$AH$68,AL$1,FALSE))","v":692.84708765585924},{"$f":"AL92*(1+VLOOKUP($B92,'WEO Projections'!$B$51:$AH$68,AM$1,FALSE))","v":686.99318210347838},{"$f":"AM92*(1+VLOOKUP($B92,'WEO Projections'!$B$51:$AH$68,AN$1,FALSE))","v":681.13927655109762},{"$f":"AN92*(1+VLOOKUP($B92,'WEO Projections'!$B$51:$AH$68,AO$1,FALSE))","v":675.28537099871676},{"$f":"AO92*(1+VLOOKUP($B92,'WEO Projections'!$B$51:$AH$68,AP$1,FALSE))","v":673.96968575235724},{"$f":"AP92*(1+VLOOKUP($B92,'WEO Projections'!$B$51:$AH$68,AQ$1,FALSE))","v":672.6540005059976},{"$f":"AQ92*(1+VLOOKUP($B92,'WEO Projections'!$B$51:$AH$68,AR$1,FALSE))","v":671.33831525963808},{"$f":"AR92*(1+VLOOKUP($B92,'WEO Projections'!$B$51:$AH$68,AS$1,FALSE))","v":670.02263001327844},{"$f":"AS92*(1+VLOOKUP($B92,'WEO Projections'!$B$51:$AH$68,AT$1,FALSE))","v":668.70694476691892},{"$f":"AT92*(1+VLOOKUP($B92,'WEO Projections'!$B$51:$AH$68,AU$1,FALSE))","v":667.94472883883373},{"$f":"AU92*(1+VLOOKUP($B92,'WEO Projections'!$B$51:$AH$68,AV$1,FALSE))","v":667.18251291074841},{"$f":"AV92*(1+VLOOKUP($B92,'WEO Projections'!$B$51:$AH$68,AW$1,FALSE))","v":666.42029698266299},{"$f":"AW92*(1+VLOOKUP($B92,'WEO Projections'!$B$51:$AH$68,AX$1,FALSE))","v":665.65808105457768},{"$f":"AX92*(1+VLOOKUP($B92,'WEO Projections'!$B$51:$AH$68,AY$1,FALSE))","v":664.89586512649237},{"$f":"AY92*(1+VLOOKUP($B92,'WEO Projections'!$B$51:$AH$68,AZ$1,FALSE))","v":664.90289851945283},{"$f":"AZ92*(1+VLOOKUP($B92,'WEO Projections'!$B$51:$AH$68,BA$1,FALSE))","v":664.9099319124133},{"$f":"BA92*(1+VLOOKUP($B92,'WEO Projections'!$B$51:$AH$68,BB$1,FALSE))","v":664.91696530537388},{"$f":"BB92*(1+VLOOKUP($B92,'WEO Projections'!$B$51:$AH$68,BC$1,FALSE))","v":664.92399869833434},{"$f":"BC92*(1+VLOOKUP($B92,'WEO Projections'!$B$51:$AH$68,BD$1,FALSE))","v":664.93103209129481},null,744.8592109703394,686.99318210347838,671.33831525963819]
["Iran",{"$f":"VLOOKUP(A93,'Country Parameters'!$B$4:$T$198,19,FALSE)","v":"Middle East"},"Islamic Republic of Iran","Total","CO2 per kWh of electricity (gCO2 per kWh)",602.76310000000001,594.80529999999999,559.39359999999999,585.34739999999999,590.98760000000004,605.62289999999996,598.09789999999998,592.91480000000001,562.92259999999999,587.19939999999997,573.71950000000004,582.76229999999998,565.35889999999995,529.27409999999998,541.7002,541.07230000000004,549.43460000000005,546.48979999999995,581.58960000000002,578.21759999999995,564.61469999999997,576.81709999999998,568.67899999999997,{"$f":"AB93*(1+VLOOKUP($B93,'WEO Projections'!$B$51:$AH$68,AC$1,FALSE))","v":551.11070441542824},{"$f":"AC93*(1+VLOOKUP($B93,'WEO Projections'!$B$51:$AH$68,AD$1,FALSE))","v":533.5424088308564},{"$f":"AD93*(1+VLOOKUP($B93,'WEO Projections'!$B$51:$AH$68,AE$1,FALSE))","v":515.97411324628467},{"$f":"AE93*(1+VLOOKUP($B93,'WEO Projections'!$B$51:$AH$68,AF$1,FALSE))","v":503.9101828297114},{"$f":"AF93*(1+VLOOKUP($B93,'WEO Projections'!$B$51:$AH$68,AG$1,FALSE))","v":491.84625241313825},{"$f":"AG93*(1+VLOOKUP($B93,'WEO Projections'!$B$51:$AH$68,AH$1,FALSE))","v":479.78232199656492},{"$f":"AH93*(1+VLOOKUP($B93,'WEO Projections'!$B$51:$AH$68,AI$1,FALSE))","v":467.71839157999176},{"$f":"AI93*(1+VLOOKUP($B93,'WEO Projections'!$B$51:$AH$68,AJ$1,FALSE))","v":455.65446116341849},{"$f":"AJ93*(1+VLOOKUP($B93,'WEO Projections'!$B$51:$AH$68,AK$1,FALSE))","v":445.17690501170978},{"$f":"AK93*(1+VLOOKUP($B93,'WEO Projections'!$B$51:$AH$68,AL$1,FALSE))","v":434.69934886000118},{"$f":"AL93*(1+VLOOKUP($B93,'WEO Projections'!$B$51:$AH$68,AM$1,FALSE))","v":424.22179270829247},{"$f":"AM93*(1+VLOOKUP($B93,'WEO Projections'!$B$51:$AH$68,AN$1,FALSE))","v":413.74423655658376},{"$f":"AN93*(1+VLOOKUP($B93,'WEO Projections'!$B$51:$AH$68,AO$1,FALSE))","v":403.2666804048751},{"$f":"AO93*(1+VLOOKUP($B93,'WEO Projections'!$B$51:$AH$68,AP$1,FALSE))","v":395.61155172493721},{"$f":"AP93*(1+VLOOKUP($B93,'WEO Projections'!$B$51:$AH$68,AQ$1,FALSE))","v":387.95642304499938},{"$f":"AQ93*(1+VLOOKUP($B93,'WEO Projections'!$B$51:$AH$68,AR$1,FALSE))","v":380.30129436506149},{"$f":"AR93*(1+VLOOKUP($B93,'WEO Projections'!$B$51:$AH$68,AS$1,FALSE))","v":372.64616568512366},{"$f":"AS93*(1+VLOOKUP($B93,'WEO Projections'!$B$51:$AH$68,AT$1,FALSE))","v":364.99103700518577},{"$f":"AT93*(1+VLOOKUP($B93,'WEO Projections'!$B$51:$AH$68,AU$1,FALSE))","v":361.3684625832243},{"$f":"AU93*(1+VLOOKUP($B93,'WEO Projections'!$B$51:$AH$68,AV$1,FALSE))","v":357.74588816126283},{"$f":"AV93*(1+VLOOKUP($B93,'WEO Projections'!$B$51:$AH$68,AW$1,FALSE))","v":354.12331373930135},{"$f":"AW93*(1+VLOOKUP($B93,'WEO Projections'!$B$51:$AH$68,AX$1,FALSE))","v":350.50073931733988},{"$f":"AX93*(1+VLOOKUP($B93,'WEO Projections'!$B$51:$AH$68,AY$1,FALSE))","v":346.8781648953784},{"$f":"AY93*(1+VLOOKUP($B93,'WEO Projections'!$B$51:$AH$68,AZ$1,FALSE))","v":344.95130476706737},{"$f":"AZ93*(1+VLOOKUP($B93,'WEO Projections'!$B$51:$AH$68,BA$1,FALSE))","v":343.02444463875634},{"$f":"BA93*(1+VLOOKUP($B93,'WEO Projections'!$B$51:$AH$68,BB$1,FALSE))","v":341.09758451044524},{"$f":"BB93*(1+VLOOKUP($B93,'WEO Projections'!$B$51:$AH$68,BC$1,FALSE))","v":339.17072438213415},{"$f":"BC93*(1+VLOOKUP($B93,'WEO Projections'!$B$51:$AH$68,BD$1,FALSE))","v":337.24386425382312},null,499.9423545594243,424.22179270829247,380.30129436506149]
["Iraq",{"$f":"VLOOKUP(A94,'Country Parameters'!$B$4:$T$198,19,FALSE)","v":"Middle East"},"Iraq","Total","CO2 per kWh of electricity (gCO2 per kWh)",568.90179999999998,571.74170000000004,1056.9374,1638.7754,1859.1221,1677.7373,1637.6018999999999,2186.1547999999998,1098.9101000000001,483.36189999999999,641.49,614.19799999999998,731.42160000000001,1000.2904,579.08140000000003,572.88760000000002,386.68540000000002,423.09980000000002,670.78830000000005,932.32910000000004,1001.5861,902.28909999999996,907.31920000000002,{"$f":"AB94*(1+VLOOKUP($B94,'WEO Projections'!$B$51:$AH$68,AC$1,FALSE))","v":879.28923600421831},{"$f":"AC94*(1+VLOOKUP($B94,'WEO Projections'!$B$51:$AH$68,AD$1,FALSE))","v":851.25927200843637},{"$f":"AD94*(1+VLOOKUP($B94,'WEO Projections'!$B$51:$AH$68,AE$1,FALSE))","v":823.22930801265466},{"$f":"AE94*(1+VLOOKUP($B94,'WEO Projections'!$B$51:$AH$68,AF$1,FALSE))","v":803.98147981006423},{"$f":"AF94*(1+VLOOKUP($B94,'WEO Projections'!$B$51:$AH$68,AG$1,FALSE))","v":784.73365160747392},{"$f":"AG94*(1+VLOOKUP($B94,'WEO Projections'!$B$51:$AH$68,AH$1,FALSE))","v":765.48582340488349},{"$f":"AH94*(1+VLOOKUP($B94,'WEO Projections'!$B$51:$AH$68,AI$1,FALSE))","v":746.23799520229318},{"$f":"AI94*(1+VLOOKUP($B94,'WEO Projections'!$B$51:$AH$68,AJ$1,FALSE))","v":726.99016699970275},{"$f":"AJ94*(1+VLOOKUP($B94,'WEO Projections'!$B$51:$AH$68,AK$1,FALSE))","v":710.27337621698803},{"$f":"AK94*(1+VLOOKUP($B94,'WEO Projections'!$B$51:$AH$68,AL$1,FALSE))","v":693.55658543427342},{"$f":"AL94*(1+VLOOKUP($B94,'WEO Projections'!$B$51:$AH$68,AM$1,FALSE))","v":676.83979465155869},{"$f":"AM94*(1+VLOOKUP($B94,'WEO Projections'!$B$51:$AH$68,AN$1,FALSE))","v":660.12300386884397},{"$f":"AN94*(1+VLOOKUP($B94,'WEO Projections'!$B$51:$AH$68,AO$1,FALSE))","v":643.40621308612924},{"$f":"AO94*(1+VLOOKUP($B94,'WEO Projections'!$B$51:$AH$68,AP$1,FALSE))","v":631.19256491241731},{"$f":"AP94*(1+VLOOKUP($B94,'WEO Projections'!$B$51:$AH$68,AQ$1,FALSE))","v":618.97891673870549},{"$f":"AQ94*(1+VLOOKUP($B94,'WEO Projections'!$B$51:$AH$68,AR$1,FALSE))","v":606.76526856499356},{"$f":"AR94*(1+VLOOKUP($B94,'WEO Projections'!$B$51:$AH$68,AS$1,FALSE))","v":594.55162039128174},{"$f":"AS94*(1+VLOOKUP($B94,'WEO Projections'!$B$51:$AH$68,AT$1,FALSE))","v":582.33797221756981},{"$f":"AT94*(1+VLOOKUP($B94,'WEO Projections'!$B$51:$AH$68,AU$1,FALSE))","v":576.55820660907261},{"$f":"AU94*(1+VLOOKUP($B94,'WEO Projections'!$B$51:$AH$68,AV$1,FALSE))","v":570.77844100057541},{"$f":"AV94*(1+VLOOKUP($B94,'WEO Projections'!$B$51:$AH$68,AW$1,FALSE))","v":564.99867539207821},{"$f":"AW94*(1+VLOOKUP($B94,'WEO Projections'!$B$51:$AH$68,AX$1,FALSE))","v":559.21890978358101},{"$f":"AX94*(1+VLOOKUP($B94,'WEO Projections'!$B$51:$AH$68,AY$1,FALSE))","v":553.43914417508381},{"$f":"AY94*(1+VLOOKUP($B94,'WEO Projections'!$B$51:$AH$68,AZ$1,FALSE))","v":550.36486643644548},{"$f":"AZ94*(1+VLOOKUP($B94,'WEO Projections'!$B$51:$AH$68,BA$1,FALSE))","v":547.29058869780715},{"$f":"BA94*(1+VLOOKUP($B94,'WEO Projections'!$B$51:$AH$68,BB$1,FALSE))","v":544.21631095916882},{"$f":"BB94*(1+VLOOKUP($B94,'WEO Projections'!$B$51:$AH$68,BC$1,FALSE))","v":541.14203322053049},{"$f":"BC94*(1+VLOOKUP($B94,'WEO Projections'!$B$51:$AH$68,BD$1,FALSE))","v":538.06775548189216},null,797.65086663121576,676.83979465155869,606.76526856499345]
["Ireland",{"$f":"VLOOKUP(A95,'Country Parameters'!$B$4:$T$198,19,FALSE)","v":"OECD Europe"},"Ireland","Total","CO2 per kWh of electricity (gCO2 per kWh)",740.02329999999995,742.84659999999997,748.30319999999995,732.39200000000005,729.31380000000001,725.91560000000004,707.14329999999995,703.98800000000006,700.79459999999995,694.78459999999995,642.11090000000002,668.22140000000002,634.88030000000003,598.74189999999999,574.58659999999998,583.14059999999995,535.55269999999996,509.45280000000002,469.98989999999998,450.46660000000003,457.27629999999999,424.0489,456.58359999999999,{"$f":"AB95*(1+VLOOKUP($B95,'WEO Projections'!$B$51:$AH$68,AC$1,FALSE))","v":445.59134778482621},{"$f":"AC95*(1+VLOOKUP($B95,'WEO Projections'!$B$51:$AH$68,AD$1,FALSE))","v":434.59909556965238},{"$f":"AD95*(1+VLOOKUP($B95,'WEO Projections'!$B$51:$AH$68,AE$1,FALSE))","v":423.60684335447866},{"$f":"AE95*(1+VLOOKUP($B95,'WEO Projections'!$B$51:$AH$68,AF$1,FALSE))","v":415.30634960140003},{"$f":"AF95*(1+VLOOKUP($B95,'WEO Projections'!$B$51:$AH$68,AG$1,FALSE))","v":407.00585584832146},{"$f":"AG95*(1+VLOOKUP($B95,'WEO Projections'!$B$51:$AH$68,AH$1,FALSE))","v":398.70536209524283},{"$f":"AH95*(1+VLOOKUP($B95,'WEO Projections'!$B$51:$AH$68,AI$1,FALSE))","v":390.40486834216421},{"$f":"AI95*(1+VLOOKUP($B95,'WEO Projections'!$B$51:$AH$68,AJ$1,FALSE))","v":382.10437458908558},{"$f":"AJ95*(1+VLOOKUP($B95,'WEO Projections'!$B$51:$AH$68,AK$1,FALSE))","v":379.21656093841705},{"$f":"AK95*(1+VLOOKUP($B95,'WEO Projections'!$B$51:$AH$68,AL$1,FALSE))","v":376.32874728774851},{"$f":"AL95*(1+VLOOKUP($B95,'WEO Projections'!$B$51:$AH$68,AM$1,FALSE))","v":373.44093363707992},{"$f":"AM95*(1+VLOOKUP($B95,'WEO Projections'!$B$51:$AH$68,AN$1,FALSE))","v":370.55311998641133},{"$f":"AN95*(1+VLOOKUP($B95,'WEO Projections'!$B$51:$AH$68,AO$1,FALSE))","v":367.6653063357428},{"$f":"AO95*(1+VLOOKUP($B95,'WEO Projections'!$B$51:$AH$68,AP$1,FALSE))","v":363.53920976732269},{"$f":"AP95*(1+VLOOKUP($B95,'WEO Projections'!$B$51:$AH$68,AQ$1,FALSE))","v":359.41311319890264},{"$f":"AQ95*(1+VLOOKUP($B95,'WEO Projections'!$B$51:$AH$68,AR$1,FALSE))","v":355.28701663048253},{"$f":"AR95*(1+VLOOKUP($B95,'WEO Projections'!$B$51:$AH$68,AS$1,FALSE))","v":351.16092006206247},{"$f":"AS95*(1+VLOOKUP($B95,'WEO Projections'!$B$51:$AH$68,AT$1,FALSE))","v":347.03482349364242},{"$f":"AT95*(1+VLOOKUP($B95,'WEO Projections'!$B$51:$AH$68,AU$1,FALSE))","v":342.06509319919513},{"$f":"AU95*(1+VLOOKUP($B95,'WEO Projections'!$B$51:$AH$68,AV$1,FALSE))","v":337.09536290474784},{"$f":"AV95*(1+VLOOKUP($B95,'WEO Projections'!$B$51:$AH$68,AW$1,FALSE))","v":332.12563261030056},{"$f":"AW95*(1+VLOOKUP($B95,'WEO Projections'!$B$51:$AH$68,AX$1,FALSE))","v":327.15590231585321},{"$f":"AX95*(1+VLOOKUP($B95,'WEO Projections'!$B$51:$AH$68,AY$1,FALSE))","v":322.18617202140592},{"$f":"AY95*(1+VLOOKUP($B95,'WEO Projections'!$B$51:$AH$68,AZ$1,FALSE))","v":320.94233853589424},{"$f":"AZ95*(1+VLOOKUP($B95,'WEO Projections'!$B$51:$AH$68,BA$1,FALSE))","v":319.69850505038255},{"$f":"BA95*(1+VLOOKUP($B95,'WEO Projections'!$B$51:$AH$68,BB$1,FALSE))","v":318.45467156487086},{"$f":"BB95*(1+VLOOKUP($B95,'WEO Projections'!$B$51:$AH$68,BC$1,FALSE))","v":317.21083807935918},{"$f":"BC95*(1+VLOOKUP($B95,'WEO Projections'!$B$51:$AH$68,BD$1,FALSE))","v":315.96700459384749},null,412.16551214814643,373.44093363707992,355.28701663048253]
["Israel",{"$f":"VLOOKUP(A96,'Country Parameters'!$B$4:$T$198,19,FALSE)","v":"OECD Europe"},"Israel","Total","CO2 per kWh of electricity (gCO2 per kWh)",826.94590000000005,817.3913,804.07449999999994,820.99300000000005,816.36090000000002,819.68169999999998,826.27269999999999,820.35329999999999,764.56179999999995,765.90750000000003,765.21019999999999,769.79989999999998,811.79769999999996,804.60640000000001,809.26580000000001,800.29719999999998,774.15340000000003,770.31849999999997,712.47659999999996,698.27080000000001,686.93489999999997,726.11509999999998,766.67169999999999,{"$f":"AB96*(1+VLOOKUP($B96,'WEO Projections'!$B$51:$AH$68,AC$1,FALSE))","v":748.21407538834944},{"$f":"AC96*(1+VLOOKUP($B96,'WEO Projections'!$B$51:$AH$68,AD$1,FALSE))","v":729.75645077669867},{"$f":"AD96*(1+VLOOKUP($B96,'WEO Projections'!$B$51:$AH$68,AE$1,FALSE))","v":711.29882616504813},{"$f":"AE96*(1+VLOOKUP($B96,'WEO Projections'!$B$51:$AH$68,AF$1,FALSE))","v":697.36106393155535},{"$f":"AF96*(1+VLOOKUP($B96,'WEO Projections'!$B$51:$AH$68,AG$1,FALSE))","v":683.42330169806257},{"$f":"AG96*(1+VLOOKUP($B96,'WEO Projections'!$B$51:$AH$68,AH$1,FALSE))","v":669.4855394645698},{"$f":"AH96*(1+VLOOKUP($B96,'WEO Projections'!$B$51:$AH$68,AI$1,FALSE))","v":655.54777723107702},{"$f":"AI96*(1+VLOOKUP($B96,'WEO Projections'!$B$51:$AH$68,AJ$1,FALSE))","v":641.61001499758424},{"$f":"AJ96*(1+VLOOKUP($B96,'WEO Projections'!$B$51:$AH$68,AK$1,FALSE))","v":636.76094682947382},{"$f":"AK96*(1+VLOOKUP($B96,'WEO Projections'!$B$51:$AH$68,AL$1,FALSE))","v":631.9118786613634},{"$f":"AL96*(1+VLOOKUP($B96,'WEO Projections'!$B$51:$AH$68,AM$1,FALSE))","v":627.06281049325287},{"$f":"AM96*(1+VLOOKUP($B96,'WEO Projections'!$B$51:$AH$68,AN$1,FALSE))","v":622.21374232514245},{"$f":"AN96*(1+VLOOKUP($B96,'WEO Projections'!$B$51:$AH$68,AO$1,FALSE))","v":617.36467415703203},{"$f":"AO96*(1+VLOOKUP($B96,'WEO Projections'!$B$51:$AH$68,AP$1,FALSE))","v":610.43634499568066},{"$f":"AP96*(1+VLOOKUP($B96,'WEO Projections'!$B$51:$AH$68,AQ$1,FALSE))","v":603.5080158343294},{"$f":"AQ96*(1+VLOOKUP($B96,'WEO Projections'!$B$51:$AH$68,AR$1,FALSE))","v":596.57968667297803},{"$f":"AR96*(1+VLOOKUP($B96,'WEO Projections'!$B$51:$AH$68,AS$1,FALSE))","v":589.65135751162666},{"$f":"AS96*(1+VLOOKUP($B96,'WEO Projections'!$B$51:$AH$68,AT$1,FALSE))","v":582.72302835027529},{"$f":"AT96*(1+VLOOKUP($B96,'WEO Projections'!$B$51:$AH$68,AU$1,FALSE))","v":574.37811282246082},{"$f":"AU96*(1+VLOOKUP($B96,'WEO Projections'!$B$51:$AH$68,AV$1,FALSE))","v":566.03319729464636},{"$f":"AV96*(1+VLOOKUP($B96,'WEO Projections'!$B$51:$AH$68,AW$1,FALSE))","v":557.68828176683189},{"$f":"AW96*(1+VLOOKUP($B96,'WEO Projections'!$B$51:$AH$68,AX$1,FALSE))","v":549.34336623901743},{"$f":"AX96*(1+VLOOKUP($B96,'WEO Projections'!$B$51:$AH$68,AY$1,FALSE))","v":540.99845071120296},{"$f":"AY96*(1+VLOOKUP($B96,'WEO Projections'!$B$51:$AH$68,AZ$1,FALSE))","v":538.90986949003297},{"$f":"AZ96*(1+VLOOKUP($B96,'WEO Projections'!$B$51:$AH$68,BA$1,FALSE))","v":536.82128826886299},{"$f":"BA96*(1+VLOOKUP($B96,'WEO Projections'!$B$51:$AH$68,BB$1,FALSE))","v":534.73270704769311},{"$f":"BB96*(1+VLOOKUP($B96,'WEO Projections'!$B$51:$AH$68,BC$1,FALSE))","v":532.64412582652312},{"$f":"BC96*(1+VLOOKUP($B96,'WEO Projections'!$B$51:$AH$68,BD$1,FALSE))","v":530.55554460535313},null,692.08713120661821,627.06281049325287,596.57968667297803]
["Italy",{"$f":"VLOOKUP(A97,'Country Parameters'!$B$4:$T$198,19,FALSE)","v":"OECD Europe"},"Italy","Total","CO2 per kWh of electricity (gCO2 per kWh)",574.54840000000002,548.18949999999995,534.31880000000001,524.12009999999998,515.09249999999997,545.32249999999999,523.97810000000004,513.88419999999996,512.78440000000001,494.16609999999997,497.66269999999997,481.5034,503.04149999999998,510.85879999999997,496.75099999999998,485.65379999999999,479.02030000000002,475.12029999999999,452.041,411.2396,406.30759999999998,401.61709999999999,385.04079999999999,{"$f":"AB97*(1+VLOOKUP($B97,'WEO Projections'!$B$51:$AH$68,AC$1,FALSE))","v":375.77094101528775},{"$f":"AC97*(1+VLOOKUP($B97,'WEO Projections'!$B$51:$AH$68,AD$1,FALSE))","v":366.50108203057539},{"$f":"AD97*(1+VLOOKUP($B97,'WEO Projections'!$B$51:$AH$68,AE$1,FALSE))","v":357.23122304586315},{"$f":"AE97*(1+VLOOKUP($B97,'WEO Projections'!$B$51:$AH$68,AF$1,FALSE))","v":350.23134667036391},{"$f":"AF97*(1+VLOOKUP($B97,'WEO Projections'!$B$51:$AH$68,AG$1,FALSE))","v":343.23147029486466},{"$f":"AG97*(1+VLOOKUP($B97,'WEO Projections'!$B$51:$AH$68,AH$1,FALSE))","v":336.23159391936542},{"$f":"AH97*(1+VLOOKUP($B97,'WEO Projections'!$B$51:$AH$68,AI$1,FALSE))","v":329.23171754386618},{"$f":"AI97*(1+VLOOKUP($B97,'WEO Projections'!$B$51:$AH$68,AJ$1,FALSE))","v":322.23184116836694},{"$f":"AJ97*(1+VLOOKUP($B97,'WEO Projections'!$B$51:$AH$68,AK$1,FALSE))","v":319.79652356540367},{"$f":"AK97*(1+VLOOKUP($B97,'WEO Projections'!$B$51:$AH$68,AL$1,FALSE))","v":317.36120596244041},{"$f":"AL97*(1+VLOOKUP($B97,'WEO Projections'!$B$51:$AH$68,AM$1,FALSE))","v":314.92588835947709},{"$f":"AM97*(1+VLOOKUP($B97,'WEO Projections'!$B$51:$AH$68,AN$1,FALSE))","v":312.49057075651382},{"$f":"AN97*(1+VLOOKUP($B97,'WEO Projections'!$B$51:$AH$68,AO$1,FALSE))","v":310.05525315355055},{"$f":"AO97*(1+VLOOKUP($B97,'WEO Projections'!$B$51:$AH$68,AP$1,FALSE))","v":306.57568112428424},{"$f":"AP97*(1+VLOOKUP($B97,'WEO Projections'!$B$51:$AH$68,AQ$1,FALSE))","v":303.09610909501794},{"$f":"AQ97*(1+VLOOKUP($B97,'WEO Projections'!$B$51:$AH$68,AR$1,FALSE))","v":299.61653706575157},{"$f":"AR97*(1+VLOOKUP($B97,'WEO Projections'!$B$51:$AH$68,AS$1,FALSE))","v":296.13696503648526},{"$f":"AS97*(1+VLOOKUP($B97,'WEO Projections'!$B$51:$AH$68,AT$1,FALSE))","v":292.65739300721896},{"$f":"AT97*(1+VLOOKUP($B97,'WEO Projections'!$B$51:$AH$68,AU$1,FALSE))","v":288.46637754289168},{"$f":"AU97*(1+VLOOKUP($B97,'WEO Projections'!$B$51:$AH$68,AV$1,FALSE))","v":284.2753620785644},{"$f":"AV97*(1+VLOOKUP($B97,'WEO Projections'!$B$51:$AH$68,AW$1,FALSE))","v":280.08434661423712},{"$f":"AW97*(1+VLOOKUP($B97,'WEO Projections'!$B$51:$AH$68,AX$1,FALSE))","v":275.89333114990984},{"$f":"AX97*(1+VLOOKUP($B97,'WEO Projections'!$B$51:$AH$68,AY$1,FALSE))","v":271.70231568558256},{"$f":"AY97*(1+VLOOKUP($B97,'WEO Projections'!$B$51:$AH$68,AZ$1,FALSE))","v":270.65338041868245},{"$f":"AZ97*(1+VLOOKUP($B97,'WEO Projections'!$B$51:$AH$68,BA$1,FALSE))","v":269.60444515178233},{"$f":"BA97*(1+VLOOKUP($B97,'WEO Projections'!$B$51:$AH$68,BB$1,FALSE))","v":268.55550988488227},{"$f":"BB97*(1+VLOOKUP($B97,'WEO Projections'!$B$51:$AH$68,BC$1,FALSE))","v":267.50657461798215},{"$f":"BC97*(1+VLOOKUP($B97,'WEO Projections'!$B$51:$AH$68,BD$1,FALSE))","v":266.45763935108204},null,347.58265196106913,314.92588835947709,299.61653706575163]
["Jamaica",{"$f":"VLOOKUP(A98,'Country Parameters'!$B$4:$T$198,19,FALSE)","v":"Latin America"},"Jamaica","Total","CO2 per kWh of electricity (gCO2 per kWh)",756.94870000000003,913.87559999999996,893.3306,1240.0120999999999,836.40689999999995,888.07410000000004,827.90329999999994,827.82449999999994,831.12549999999999,822.76379999999995,824.08569999999997,823.54759999999999,805.66700000000003,821.63210000000004,617.5222,571.59460000000001,485.04079999999999,614.03189999999995,648.67269999999996,641.14800000000002,651.47659999999996,662.24210000000005,642.77409999999998,{"$f":"AB98*(1+VLOOKUP($B98,'WEO Projections'!$B$51:$AH$68,AC$1,FALSE))","v":636.49544600824925},{"$f":"AC98*(1+VLOOKUP($B98,'WEO Projections'!$B$51:$AH$68,AD$1,FALSE))","v":630.21679201649863},{"$f":"AD98*(1+VLOOKUP($B98,'WEO Projections'!$B$51:$AH$68,AE$1,FALSE))","v":623.9381380247479},{"$f":"AE98*(1+VLOOKUP($B98,'WEO Projections'!$B$51:$AH$68,AF$1,FALSE))","v":613.07548877899274},{"$f":"AF98*(1+VLOOKUP($B98,'WEO Projections'!$B$51:$AH$68,AG$1,FALSE))","v":602.21283953323746},{"$f":"AG98*(1+VLOOKUP($B98,'WEO Projections'!$B$51:$AH$68,AH$1,FALSE))","v":591.35019028748229},{"$f":"AH98*(1+VLOOKUP($B98,'WEO Projections'!$B$51:$AH$68,AI$1,FALSE))","v":580.48754104172701},{"$f":"AI98*(1+VLOOKUP($B98,'WEO Projections'!$B$51:$AH$68,AJ$1,FALSE))","v":569.62489179597185},{"$f":"AJ98*(1+VLOOKUP($B98,'WEO Projections'!$B$51:$AH$68,AK$1,FALSE))","v":566.07307623436395},{"$f":"AK98*(1+VLOOKUP($B98,'WEO Projections'!$B$51:$AH$68,AL$1,FALSE))","v":562.52126067275606},{"$f":"AL98*(1+VLOOKUP($B98,'WEO Projections'!$B$51:$AH$68,AM$1,FALSE))","v":558.96944511114816},{"$f":"AM98*(1+VLOOKUP($B98,'WEO Projections'!$B$51:$AH$68,AN$1,FALSE))","v":555.41762954954027},{"$f":"AN98*(1+VLOOKUP($B98,'WEO Projections'!$B$51:$AH$68,AO$1,FALSE))","v":551.86581398793237},{"$f":"AO98*(1+VLOOKUP($B98,'WEO Projections'!$B$51:$AH$68,AP$1,FALSE))","v":549.14996012686424},{"$f":"AP98*(1+VLOOKUP($B98,'WEO Projections'!$B$51:$AH$68,AQ$1,FALSE))","v":546.43410626579612},{"$f":"AQ98*(1+VLOOKUP($B98,'WEO Projections'!$B$51:$AH$68,AR$1,FALSE))","v":543.71825240472799},{"$f":"AR98*(1+VLOOKUP($B98,'WEO Projections'!$B$51:$AH$68,AS$1,FALSE))","v":541.00239854365975},{"$f":"AS98*(1+VLOOKUP($B98,'WEO Projections'!$B$51:$AH$68,AT$1,FALSE))","v":538.28654468259163},{"$f":"AT98*(1+VLOOKUP($B98,'WEO Projections'!$B$51:$AH$68,AU$1,FALSE))","v":541.50586796038931},{"$f":"AU98*(1+VLOOKUP($B98,'WEO Projections'!$B$51:$AH$68,AV$1,FALSE))","v":544.72519123818699},{"$f":"AV98*(1+VLOOKUP($B98,'WEO Projections'!$B$51:$AH$68,AW$1,FALSE))","v":547.94451451598479},{"$f":"AW98*(1+VLOOKUP($B98,'WEO Projections'!$B$51:$AH$68,AX$1,FALSE))","v":551.16383779378248},{"$f":"AX98*(1+VLOOKUP($B98,'WEO Projections'!$B$51:$AH$68,AY$1,FALSE))","v":554.38316107158016},{"$f":"AY98*(1+VLOOKUP($B98,'WEO Projections'!$B$51:$AH$68,AZ$1,FALSE))","v":556.57794200382466},{"$f":"AZ98*(1+VLOOKUP($B98,'WEO Projections'!$B$51:$AH$68,BA$1,FALSE))","v":558.77272293606904},{"$f":"BA98*(1+VLOOKUP($B98,'WEO Projections'!$B$51:$AH$68,BB$1,FALSE))","v":560.96750386831354},{"$f":"BB98*(1+VLOOKUP($B98,'WEO Projections'!$B$51:$AH$68,BC$1,FALSE))","v":563.16228480055793},{"$f":"BC98*(1+VLOOKUP($B98,'WEO Projections'!$B$51:$AH$68,BD$1,FALSE))","v":565.35706573280243},null,{"$f":"AVERAGEIF($F$3:$AJ$3,\">\"&$BF$4,F98:AJ98)","v":605.92516593586333},558.96944511114816,543.71825240472799]
["Japan","Japan","Japan","Total","CO2 per kWh of electricity (gCO2 per kWh)",434.98410000000001,425.60210000000001,431.67239999999998,412.78730000000002,430.87439999999998,412.07069999999999,409.16559999999998,394.71289999999999,382.45339999999999,398.15960000000001,402.0763,402.71800000000002,423.72379999999998,445.82909999999998,428.916,430.15320000000003,420.03460000000001,453.99110000000002,439.35829999999999,415.49849999999998,417.86489999999998,497.77499999999998,550.88379999999995,{"$f":"AB99*(1+VLOOKUP($B99,'WEO Projections'!$B$51:$AH$68,AC$1,FALSE))","v":554.44544936853652},{"$f":"AC99*(1+VLOOKUP($B99,'WEO Projections'!$B$51:$AH$68,AD$1,FALSE))","v":558.00709873707297},{"$f":"AD99*(1+VLOOKUP($B99,'WEO Projections'!$B$51:$AH$68,AE$1,FALSE))","v":561.56874810560953},{"$f":"AE99*(1+VLOOKUP($B99,'WEO Projections'!$B$51:$AH$68,AF$1,FALSE))","v":535.57403371963153},{"$f":"AF99*(1+VLOOKUP($B99,'WEO Projections'!$B$51:$AH$68,AG$1,FALSE))","v":509.57931933365353},{"$f":"AG99*(1+VLOOKUP($B99,'WEO Projections'!$B$51:$AH$68,AH$1,FALSE))","v":483.58460494767547},{"$f":"AH99*(1+VLOOKUP($B99,'WEO Projections'!$B$51:$AH$68,AI$1,FALSE))","v":457.58989056169747},{"$f":"AI99*(1+VLOOKUP($B99,'WEO Projections'!$B$51:$AH$68,AJ$1,FALSE))","v":431.59517617571947},{"$f":"AJ99*(1+VLOOKUP($B99,'WEO Projections'!$B$51:$AH$68,AK$1,FALSE))","v":429.93431194700548},{"$f":"AK99*(1+VLOOKUP($B99,'WEO Projections'!$B$51:$AH$68,AL$1,FALSE))","v":428.27344771829155},{"$f":"AL99*(1+VLOOKUP($B99,'WEO Projections'!$B$51:$AH$68,AM$1,FALSE))","v":426.61258348957767},{"$f":"AM99*(1+VLOOKUP($B99,'WEO Projections'!$B$51:$AH$68,AN$1,FALSE))","v":424.95171926086368},{"$f":"AN99*(1+VLOOKUP($B99,'WEO Projections'!$B$51:$AH$68,AO$1,FALSE))","v":423.29085503214969},{"$f":"AO99*(1+VLOOKUP($B99,'WEO Projections'!$B$51:$AH$68,AP$1,FALSE))","v":423.31241027063271},{"$f":"AP99*(1+VLOOKUP($B99,'WEO Projections'!$B$51:$AH$68,AQ$1,FALSE))","v":423.33396550911561},{"$f":"AQ99*(1+VLOOKUP($B99,'WEO Projections'!$B$51:$AH$68,AR$1,FALSE))","v":423.35552074759863},{"$f":"AR99*(1+VLOOKUP($B99,'WEO Projections'!$B$51:$AH$68,AS$1,FALSE))","v":423.37707598608159},{"$f":"AS99*(1+VLOOKUP($B99,'WEO Projections'!$B$51:$AH$68,AT$1,FALSE))","v":423.39863122456455},{"$f":"AT99*(1+VLOOKUP($B99,'WEO Projections'!$B$51:$AH$68,AU$1,FALSE))","v":419.85021065251004},{"$f":"AU99*(1+VLOOKUP($B99,'WEO Projections'!$B$51:$AH$68,AV$1,FALSE))","v":416.30179008045559},{"$f":"AV99*(1+VLOOKUP($B99,'WEO Projections'!$B$51:$AH$68,AW$1,FALSE))","v":412.75336950840108},{"$f":"AW99*(1+VLOOKUP($B99,'WEO Projections'!$B$51:$AH$68,AX$1,FALSE))","v":409.20494893634663},{"$f":"AX99*(1+VLOOKUP($B99,'WEO Projections'!$B$51:$AH$68,AY$1,FALSE))","v":405.65652836429211},{"$f":"AY99*(1+VLOOKUP($B99,'WEO Projections'!$B$51:$AH$68,AZ$1,FALSE))","v":402.04936437897311},{"$f":"AZ99*(1+VLOOKUP($B99,'WEO Projections'!$B$51:$AH$68,BA$1,FALSE))","v":398.44220039365405},{"$f":"BA99*(1+VLOOKUP($B99,'WEO Projections'!$B$51:$AH$68,BB$1,FALSE))","v":394.8350364083351},{"$f":"BB99*(1+VLOOKUP($B99,'WEO Projections'!$B$51:$AH$68,BC$1,FALSE))","v":391.22787242301604},{"$f":"BC99*(1+VLOOKUP($B99,'WEO Projections'!$B$51:$AH$68,BD$1,FALSE))","v":387.62070843769698},null,511.49304011869953,426.61258348957762,423.35552074759863]
["Jordan",{"$f":"VLOOKUP(A100,'Country Parameters'!$B$4:$T$198,19,FALSE)","v":"Middle East"},"Jordan","Total","CO2 per kWh of electricity (gCO2 per kWh)",815.27409999999998,870.27629999999999,895.3134,859.79420000000005,831.46889999999996,833.5027,801.8759,800.10789999999997,807.02020000000005,747.47209999999995,708.40110000000004,701.81679999999994,740.20839999999998,679.63549999999998,682.02819999999997,659.5865,625.57159999999999,587.68939999999998,593.68560000000002,583.81290000000001,575.47529999999995,637.42790000000002,635.61580000000004,{"$f":"AB100*(1+VLOOKUP($B100,'WEO Projections'!$B$51:$AH$68,AC$1,FALSE))","v":615.97961464301659},{"$f":"AC100*(1+VLOOKUP($B100,'WEO Projections'!$B$51:$AH$68,AD$1,FALSE))","v":596.34342928603292},{"$f":"AD100*(1+VLOOKUP($B100,'WEO Projections'!$B$51:$AH$68,AE$1,FALSE))","v":576.70724392904935},{"$f":"AE100*(1+VLOOKUP($B100,'WEO Projections'!$B$51:$AH$68,AF$1,FALSE))","v":563.22331928461097},{"$f":"AF100*(1+VLOOKUP($B100,'WEO Projections'!$B$51:$AH$68,AG$1,FALSE))","v":549.73939464017269},{"$f":"AG100*(1+VLOOKUP($B100,'WEO Projections'!$B$51:$AH$68,AH$1,FALSE))","v":536.2554699957343},{"$f":"AH100*(1+VLOOKUP($B100,'WEO Projections'!$B$51:$AH$68,AI$1,FALSE))","v":522.77154535129603},{"$f":"AI100*(1+VLOOKUP($B100,'WEO Projections'!$B$51:$AH$68,AJ$1,FALSE))","v":509.28762070685769},{"$f":"AJ100*(1+VLOOKUP($B100,'WEO Projections'!$B$51:$AH$68,AK$1,FALSE))","v":497.57679573281564},{"$f":"AK100*(1+VLOOKUP($B100,'WEO Projections'!$B$51:$AH$68,AL$1,FALSE))","v":485.8659707587737},{"$f":"AL100*(1+VLOOKUP($B100,'WEO Projections'!$B$51:$AH$68,AM$1,FALSE))","v":474.15514578473164},{"$f":"AM100*(1+VLOOKUP($B100,'WEO Projections'!$B$51:$AH$68,AN$1,FALSE))","v":462.44432081068959},{"$f":"AN100*(1+VLOOKUP($B100,'WEO Projections'!$B$51:$AH$68,AO$1,FALSE))","v":450.73349583664759},{"$f":"AO100*(1+VLOOKUP($B100,'WEO Projections'!$B$51:$AH$68,AP$1,FALSE))","v":442.1773143353056},{"$f":"AP100*(1+VLOOKUP($B100,'WEO Projections'!$B$51:$AH$68,AQ$1,FALSE))","v":433.62113283396366},{"$f":"AQ100*(1+VLOOKUP($B100,'WEO Projections'!$B$51:$AH$68,AR$1,FALSE))","v":425.06495133262166},{"$f":"AR100*(1+VLOOKUP($B100,'WEO Projections'!$B$51:$AH$68,AS$1,FALSE))","v":416.50876983127972},{"$f":"AS100*(1+VLOOKUP($B100,'WEO Projections'!$B$51:$AH$68,AT$1,FALSE))","v":407.95258832993773},{"$f":"AT100*(1+VLOOKUP($B100,'WEO Projections'!$B$51:$AH$68,AU$1,FALSE))","v":403.90361599356766},{"$f":"AU100*(1+VLOOKUP($B100,'WEO Projections'!$B$51:$AH$68,AV$1,FALSE))","v":399.85464365719758},{"$f":"AV100*(1+VLOOKUP($B100,'WEO Projections'!$B$51:$AH$68,AW$1,FALSE))","v":395.80567132082751},{"$f":"AW100*(1+VLOOKUP($B100,'WEO Projections'!$B$51:$AH$68,AX$1,FALSE))","v":391.75669898445744},{"$f":"AX100*(1+VLOOKUP($B100,'WEO Projections'!$B$51:$AH$68,AY$1,FALSE))","v":387.70772664808737},{"$f":"AY100*(1+VLOOKUP($B100,'WEO Projections'!$B$51:$AH$68,AZ$1,FALSE))","v":385.55406396326072},{"$f":"AZ100*(1+VLOOKUP($B100,'WEO Projections'!$B$51:$AH$68,BA$1,FALSE))","v":383.40040127843406},{"$f":"BA100*(1+VLOOKUP($B100,'WEO Projections'!$B$51:$AH$68,BB$1,FALSE))","v":381.2467385936074},{"$f":"BB100*(1+VLOOKUP($B100,'WEO Projections'!$B$51:$AH$68,BC$1,FALSE))","v":379.09307590878075},{"$f":"BC100*(1+VLOOKUP($B100,'WEO Projections'!$B$51:$AH$68,BD$1,FALSE))","v":376.93941322395409},null,558.78845472959631,474.15514578473164,425.06495133262172]
["Kazakhstan",{"$f":"VLOOKUP(A101,'Country Parameters'!$B$4:$T$198,19,FALSE)","v":"Eastern Europe & Eurasia"},"Kazakhstan","Total","CO2 per kWh of electricity (gCO2 per kWh)",610.7527,606.44269999999995,595.93399999999997,552.04240000000004,925.52449999999999,621.03219999999999,632.05529999999999,578.029,596.47469999999998,578.13369999999998,730.17259999999999,566.84209999999996,683.48360000000002,664.15170000000001,596.69090000000006,597.14149999999995,865.59720000000004,682.86739999999998,565.75919999999996,441.20479999999998,408.86099999999999,431.02870000000001,460.87490000000003,{"$f":"AB101*(1+VLOOKUP($B101,'WEO Projections'!$B$51:$AH$68,AC$1,FALSE))","v":449.95121958873364},{"$f":"AC101*(1+VLOOKUP($B101,'WEO Projections'!$B$51:$AH$68,AD$1,FALSE))","v":439.02753917746725},{"$f":"AD101*(1+VLOOKUP($B101,'WEO Projections'!$B$51:$AH$68,AE$1,FALSE))","v":428.1038587662008},{"$f":"AE101*(1+VLOOKUP($B101,'WEO Projections'!$B$51:$AH$68,AF$1,FALSE))","v":418.67029390627408},{"$f":"AF101*(1+VLOOKUP($B101,'WEO Projections'!$B$51:$AH$68,AG$1,FALSE))","v":409.23672904634736},{"$f":"AG101*(1+VLOOKUP($B101,'WEO Projections'!$B$51:$AH$68,AH$1,FALSE))","v":399.8031641864207},{"$f":"AH101*(1+VLOOKUP($B101,'WEO Projections'!$B$51:$AH$68,AI$1,FALSE))","v":390.36959932649398},{"$f":"AI101*(1+VLOOKUP($B101,'WEO Projections'!$B$51:$AH$68,AJ$1,FALSE))","v":380.93603446656726},{"$f":"AJ101*(1+VLOOKUP($B101,'WEO Projections'!$B$51:$AH$68,AK$1,FALSE))","v":373.73066416329652},{"$f":"AK101*(1+VLOOKUP($B101,'WEO Projections'!$B$51:$AH$68,AL$1,FALSE))","v":366.52529386002578},{"$f":"AL101*(1+VLOOKUP($B101,'WEO Projections'!$B$51:$AH$68,AM$1,FALSE))","v":359.3199235567551},{"$f":"AM101*(1+VLOOKUP($B101,'WEO Projections'!$B$51:$AH$68,AN$1,FALSE))","v":352.11455325348436},{"$f":"AN101*(1+VLOOKUP($B101,'WEO Projections'!$B$51:$AH$68,AO$1,FALSE))","v":344.90918295021362},{"$f":"AO101*(1+VLOOKUP($B101,'WEO Projections'!$B$51:$AH$68,AP$1,FALSE))","v":340.25775326050115},{"$f":"AP101*(1+VLOOKUP($B101,'WEO Projections'!$B$51:$AH$68,AQ$1,FALSE))","v":335.60632357078862},{"$f":"AQ101*(1+VLOOKUP($B101,'WEO Projections'!$B$51:$AH$68,AR$1,FALSE))","v":330.95489388107615},{"$f":"AR101*(1+VLOOKUP($B101,'WEO Projections'!$B$51:$AH$68,AS$1,FALSE))","v":326.30346419136362},{"$f":"AS101*(1+VLOOKUP($B101,'WEO Projections'!$B$51:$AH$68,AT$1,FALSE))","v":321.65203450165109},{"$f":"AT101*(1+VLOOKUP($B101,'WEO Projections'!$B$51:$AH$68,AU$1,FALSE))","v":320.52063996224649},{"$f":"AU101*(1+VLOOKUP($B101,'WEO Projections'!$B$51:$AH$68,AV$1,FALSE))","v":319.38924542284195},{"$f":"AV101*(1+VLOOKUP($B101,'WEO Projections'!$B$51:$AH$68,AW$1,FALSE))","v":318.25785088343736},{"$f":"AW101*(1+VLOOKUP($B101,'WEO Projections'!$B$51:$AH$68,AX$1,FALSE))","v":317.12645634403282},{"$f":"AX101*(1+VLOOKUP($B101,'WEO Projections'!$B$51:$AH$68,AY$1,FALSE))","v":315.99506180462822},{"$f":"AY101*(1+VLOOKUP($B101,'WEO Projections'!$B$51:$AH$68,AZ$1,FALSE))","v":315.1377341777353},{"$f":"AZ101*(1+VLOOKUP($B101,'WEO Projections'!$B$51:$AH$68,BA$1,FALSE))","v":314.28040655084237},{"$f":"BA101*(1+VLOOKUP($B101,'WEO Projections'!$B$51:$AH$68,BB$1,FALSE))","v":313.4230789239495},{"$f":"BB101*(1+VLOOKUP($B101,'WEO Projections'!$B$51:$AH$68,BC$1,FALSE))","v":312.56575129705658},{"$f":"BC101*(1+VLOOKUP($B101,'WEO Projections'!$B$51:$AH$68,BD$1,FALSE))","v":311.70842367016365},null,414.51230480806322,359.3199235567551,330.95489388107615]
["Kenya",{"$f":"VLOOKUP(A102,'Country Parameters'!$B$4:$T$198,19,FALSE)","v":"Africa"},"Kenya","Total","CO2 per kWh of electricity (gCO2 per kWh)",50.861199999999997,54.216900000000003,63.2759,67.7196,73.825500000000005,62.961399999999998,81.812200000000004,88.120199999999997,192.68119999999999,270.4676,455.29610000000002,288.15809999999999,190.36689999999999,141.7801,216.8544,247.303,258.98689999999999,248.55420000000001,322.21820000000002,396.68599999999998,274.15440000000001,294.2509,223.17779999999999,{"$f":"AB102*(1+VLOOKUP($B102,'WEO Projections'!$B$51:$AH$68,AC$1,FALSE))","v":221.68132198996415},{"$f":"AC102*(1+VLOOKUP($B102,'WEO Projections'!$B$51:$AH$68,AD$1,FALSE))","v":220.18484397992836},{"$f":"AD102*(1+VLOOKUP($B102,'WEO Projections'!$B$51:$AH$68,AE$1,FALSE))","v":218.68836596989254},{"$f":"AE102*(1+VLOOKUP($B102,'WEO Projections'!$B$51:$AH$68,AF$1,FALSE))","v":214.64402421028652},{"$f":"AF102*(1+VLOOKUP($B102,'WEO Projections'!$B$51:$AH$68,AG$1,FALSE))","v":210.59968245068049},{"$f":"AG102*(1+VLOOKUP($B102,'WEO Projections'!$B$51:$AH$68,AH$1,FALSE))","v":206.55534069107441},{"$f":"AH102*(1+VLOOKUP($B102,'WEO Projections'!$B$51:$AH$68,AI$1,FALSE))","v":202.51099893146835},{"$f":"AI102*(1+VLOOKUP($B102,'WEO Projections'!$B$51:$AH$68,AJ$1,FALSE))","v":198.46665717186232},{"$f":"AJ102*(1+VLOOKUP($B102,'WEO Projections'!$B$51:$AH$68,AK$1,FALSE))","v":195.49043496402786},{"$f":"AK102*(1+VLOOKUP($B102,'WEO Projections'!$B$51:$AH$68,AL$1,FALSE))","v":192.51421275619339},{"$f":"AL102*(1+VLOOKUP($B102,'WEO Projections'!$B$51:$AH$68,AM$1,FALSE))","v":189.53799054835889},{"$f":"AM102*(1+VLOOKUP($B102,'WEO Projections'!$B$51:$AH$68,AN$1,FALSE))","v":186.56176834052442},{"$f":"AN102*(1+VLOOKUP($B102,'WEO Projections'!$B$51:$AH$68,AO$1,FALSE))","v":183.58554613268996},{"$f":"AO102*(1+VLOOKUP($B102,'WEO Projections'!$B$51:$AH$68,AP$1,FALSE))","v":180.51696012300894},{"$f":"AP102*(1+VLOOKUP($B102,'WEO Projections'!$B$51:$AH$68,AQ$1,FALSE))","v":177.44837411332793},{"$f":"AQ102*(1+VLOOKUP($B102,'WEO Projections'!$B$51:$AH$68,AR$1,FALSE))","v":174.37978810364692},{"$f":"AR102*(1+VLOOKUP($B102,'WEO Projections'!$B$51:$AH$68,AS$1,FALSE))","v":171.3112020939659},{"$f":"AS102*(1+VLOOKUP($B102,'WEO Projections'!$B$51:$AH$68,AT$1,FALSE))","v":168.24261608428489},{"$f":"AT102*(1+VLOOKUP($B102,'WEO Projections'!$B$51:$AH$68,AU$1,FALSE))","v":166.32642292640506},{"$f":"AU102*(1+VLOOKUP($B102,'WEO Projections'!$B$51:$AH$68,AV$1,FALSE))","v":164.41022976852523},{"$f":"AV102*(1+VLOOKUP($B102,'WEO Projections'!$B$51:$AH$68,AW$1,FALSE))","v":162.49403661064537},{"$f":"AW102*(1+VLOOKUP($B102,'WEO Projections'!$B$51:$AH$68,AX$1,FALSE))","v":160.57784345276556},{"$f":"AX102*(1+VLOOKUP($B102,'WEO Projections'!$B$51:$AH$68,AY$1,FALSE))","v":158.66165029488573},{"$f":"AY102*(1+VLOOKUP($B102,'WEO Projections'!$B$51:$AH$68,AZ$1,FALSE))","v":157.01646773099006},{"$f":"AZ102*(1+VLOOKUP($B102,'WEO Projections'!$B$51:$AH$68,BA$1,FALSE))","v":155.37128516709441},{"$f":"BA102*(1+VLOOKUP($B102,'WEO Projections'!$B$51:$AH$68,BB$1,FALSE))","v":153.72610260319874},{"$f":"BB102*(1+VLOOKUP($B102,'WEO Projections'!$B$51:$AH$68,BC$1,FALSE))","v":152.08092003930307},{"$f":"BC102*(1+VLOOKUP($B102,'WEO Projections'!$B$51:$AH$68,BD$1,FALSE))","v":150.43573747540739},null,211.66640442439464,189.53799054835889,174.37978810364692]
["Korea, North",{"$f":"VLOOKUP(A103,'Country Parameters'!$B$4:$T$198,19,FALSE)","v":"Non-OECD Asia"},"Dem. People's Republic of Korea","Total","CO2 per kWh of electricity (gCO2 per kWh)",565.64859999999999,552.15369999999996,542.77940000000001,504.99400000000003,507.6737,481.2056,520.55600000000004,558.05449999999996,499.65809999999999,552.40719999999999,583.58870000000002,582.59640000000002,568.01089999999999,541.77459999999996,528.46100000000001,521.79600000000005,533.19550000000004,468.57319999999999,481.35640000000001,514.99469999999997,468.34500000000003,379.31880000000001,378.04820000000001,{"$f":"AB103*(1+VLOOKUP($B103,'WEO Projections'!$B$51:$AH$68,AC$1,FALSE))","v":370.23321988861301},{"$f":"AC103*(1+VLOOKUP($B103,'WEO Projections'!$B$51:$AH$68,AD$1,FALSE))","v":362.41823977722595},{"$f":"AD103*(1+VLOOKUP($B103,'WEO Projections'!$B$51:$AH$68,AE$1,FALSE))","v":354.60325966583895},{"$f":"AE103*(1+VLOOKUP($B103,'WEO Projections'!$B$51:$AH$68,AF$1,FALSE))","v":349.51546981834917},{"$f":"AF103*(1+VLOOKUP($B103,'WEO Projections'!$B$51:$AH$68,AG$1,FALSE))","v":344.42767997085946},{"$f":"AG103*(1+VLOOKUP($B103,'WEO Projections'!$B$51:$AH$68,AH$1,FALSE))","v":339.33989012336968},{"$f":"AH103*(1+VLOOKUP($B103,'WEO Projections'!$B$51:$AH$68,AI$1,FALSE))","v":334.25210027587991},{"$f":"AI103*(1+VLOOKUP($B103,'WEO Projections'!$B$51:$AH$68,AJ$1,FALSE))","v":329.16431042839014},{"$f":"AJ103*(1+VLOOKUP($B103,'WEO Projections'!$B$51:$AH$68,AK$1,FALSE))","v":326.42939681434535},{"$f":"AK103*(1+VLOOKUP($B103,'WEO Projections'!$B$51:$AH$68,AL$1,FALSE))","v":323.69448320030062},{"$f":"AL103*(1+VLOOKUP($B103,'WEO Projections'!$B$51:$AH$68,AM$1,FALSE))","v":320.95956958625584},{"$f":"AM103*(1+VLOOKUP($B103,'WEO Projections'!$B$51:$AH$68,AN$1,FALSE))","v":318.22465597221111},{"$f":"AN103*(1+VLOOKUP($B103,'WEO Projections'!$B$51:$AH$68,AO$1,FALSE))","v":315.48974235816632},{"$f":"AO103*(1+VLOOKUP($B103,'WEO Projections'!$B$51:$AH$68,AP$1,FALSE))","v":314.87506119191431},{"$f":"AP103*(1+VLOOKUP($B103,'WEO Projections'!$B$51:$AH$68,AQ$1,FALSE))","v":314.26038002566224},{"$f":"AQ103*(1+VLOOKUP($B103,'WEO Projections'!$B$51:$AH$68,AR$1,FALSE))","v":313.64569885941023},{"$f":"AR103*(1+VLOOKUP($B103,'WEO Projections'!$B$51:$AH$68,AS$1,FALSE))","v":313.03101769315816},{"$f":"AS103*(1+VLOOKUP($B103,'WEO Projections'!$B$51:$AH$68,AT$1,FALSE))","v":312.41633652690615},{"$f":"AT103*(1+VLOOKUP($B103,'WEO Projections'!$B$51:$AH$68,AU$1,FALSE))","v":312.06023328951886},{"$f":"AU103*(1+VLOOKUP($B103,'WEO Projections'!$B$51:$AH$68,AV$1,FALSE))","v":311.70413005213157},{"$f":"AV103*(1+VLOOKUP($B103,'WEO Projections'!$B$51:$AH$68,AW$1,FALSE))","v":311.34802681474423},{"$f":"AW103*(1+VLOOKUP($B103,'WEO Projections'!$B$51:$AH$68,AX$1,FALSE))","v":310.99192357735694},{"$f":"AX103*(1+VLOOKUP($B103,'WEO Projections'!$B$51:$AH$68,AY$1,FALSE))","v":310.63582033996965},{"$f":"AY103*(1+VLOOKUP($B103,'WEO Projections'!$B$51:$AH$68,AZ$1,FALSE))","v":310.6391063038426},{"$f":"AZ103*(1+VLOOKUP($B103,'WEO Projections'!$B$51:$AH$68,BA$1,FALSE))","v":310.64239226771548},{"$f":"BA103*(1+VLOOKUP($B103,'WEO Projections'!$B$51:$AH$68,BB$1,FALSE))","v":310.64567823158842},{"$f":"BB103*(1+VLOOKUP($B103,'WEO Projections'!$B$51:$AH$68,BC$1,FALSE))","v":310.64896419546136},{"$f":"BC103*(1+VLOOKUP($B103,'WEO Projections'!$B$51:$AH$68,BD$1,FALSE))","v":310.65225015933424},null,347.99427124356578,320.95956958625584,313.64569885941023]
["Korea, South",{"$f":"VLOOKUP(A104,'Country Parameters'!$B$4:$T$198,19,FALSE)","v":"OECD Asia Oceania"},"Korea","Total","CO2 per kWh of electricity (gCO2 per kWh)",520.24680000000001,560.00459999999998,588.31780000000003,568.24040000000002,562.25639999999999,553.9701,547.88070000000005,570.82119999999998,507.47449999999998,494.03800000000001,529.43460000000005,530.94000000000005,478.62169999999998,475.80840000000001,502.899,487.4049,490.97739999999999,481.31389999999999,487.0926,525.29809999999998,534.37210000000005,545.55730000000005,540.3365,{"$f":"AB104*(1+VLOOKUP($B104,'WEO Projections'!$B$51:$AH$68,AC$1,FALSE))","v":533.83068704037566},{"$f":"AC104*(1+VLOOKUP($B104,'WEO Projections'!$B$51:$AH$68,AD$1,FALSE))","v":527.32487408075121},{"$f":"AD104*(1+VLOOKUP($B104,'WEO Projections'!$B$51:$AH$68,AE$1,FALSE))","v":520.81906112112677},{"$f":"AE104*(1+VLOOKUP($B104,'WEO Projections'!$B$51:$AH$68,AF$1,FALSE))","v":502.49011911600792},{"$f":"AF104*(1+VLOOKUP($B104,'WEO Projections'!$B$51:$AH$68,AG$1,FALSE))","v":484.16117711088913},{"$f":"AG104*(1+VLOOKUP($B104,'WEO Projections'!$B$51:$AH$68,AH$1,FALSE))","v":465.83223510577028},{"$f":"AH104*(1+VLOOKUP($B104,'WEO Projections'!$B$51:$AH$68,AI$1,FALSE))","v":447.50329310065149},{"$f":"AI104*(1+VLOOKUP($B104,'WEO Projections'!$B$51:$AH$68,AJ$1,FALSE))","v":429.17435109553264},{"$f":"AJ104*(1+VLOOKUP($B104,'WEO Projections'!$B$51:$AH$68,AK$1,FALSE))","v":423.01443294864237},{"$f":"AK104*(1+VLOOKUP($B104,'WEO Projections'!$B$51:$AH$68,AL$1,FALSE))","v":416.85451480175215},{"$f":"AL104*(1+VLOOKUP($B104,'WEO Projections'!$B$51:$AH$68,AM$1,FALSE))","v":410.69459665486193},{"$f":"AM104*(1+VLOOKUP($B104,'WEO Projections'!$B$51:$AH$68,AN$1,FALSE))","v":404.53467850797171},{"$f":"AN104*(1+VLOOKUP($B104,'WEO Projections'!$B$51:$AH$68,AO$1,FALSE))","v":398.37476036108143},{"$f":"AO104*(1+VLOOKUP($B104,'WEO Projections'!$B$51:$AH$68,AP$1,FALSE))","v":394.13218955899526},{"$f":"AP104*(1+VLOOKUP($B104,'WEO Projections'!$B$51:$AH$68,AQ$1,FALSE))","v":389.8896187569091},{"$f":"AQ104*(1+VLOOKUP($B104,'WEO Projections'!$B$51:$AH$68,AR$1,FALSE))","v":385.64704795482288},{"$f":"AR104*(1+VLOOKUP($B104,'WEO Projections'!$B$51:$AH$68,AS$1,FALSE))","v":381.40447715273677},{"$f":"AS104*(1+VLOOKUP($B104,'WEO Projections'!$B$51:$AH$68,AT$1,FALSE))","v":377.16190635065061},{"$f":"AT104*(1+VLOOKUP($B104,'WEO Projections'!$B$51:$AH$68,AU$1,FALSE))","v":372.80451525373104},{"$f":"AU104*(1+VLOOKUP($B104,'WEO Projections'!$B$51:$AH$68,AV$1,FALSE))","v":368.44712415681141},{"$f":"AV104*(1+VLOOKUP($B104,'WEO Projections'!$B$51:$AH$68,AW$1,FALSE))","v":364.0897330598919},{"$f":"AW104*(1+VLOOKUP($B104,'WEO Projections'!$B$51:$AH$68,AX$1,FALSE))","v":359.73234196297233},{"$f":"AX104*(1+VLOOKUP($B104,'WEO Projections'!$B$51:$AH$68,AY$1,FALSE))","v":355.37495086605276},{"$f":"AY104*(1+VLOOKUP($B104,'WEO Projections'!$B$51:$AH$68,AZ$1,FALSE))","v":351.74348068794467},{"$f":"AZ104*(1+VLOOKUP($B104,'WEO Projections'!$B$51:$AH$68,BA$1,FALSE))","v":348.11201050983658},{"$f":"BA104*(1+VLOOKUP($B104,'WEO Projections'!$B$51:$AH$68,BB$1,FALSE))","v":344.48054033172855},{"$f":"BB104*(1+VLOOKUP($B104,'WEO Projections'!$B$51:$AH$68,BC$1,FALSE))","v":340.84907015362046},{"$f":"BC104*(1+VLOOKUP($B104,'WEO Projections'!$B$51:$AH$68,BD$1,FALSE))","v":337.21759997551237},null,488.89197472138818,410.69459665486193,385.64704795482294]
["Kosovo",{"$f":"VLOOKUP(A105,'Country Parameters'!$B$4:$T$198,19,FALSE)","v":"Non-OECD"},"Kosovo","Total","CO2 per kWh of electricity (gCO2 per kWh)","..","..","..","..","..","..","..","..","..","..",1315.6858,1320.7786000000001,1320.5026,1424.1116,1296.9383,1121.0731000000001,1126.4436000000001,1089.0325,1087.6482000000001,1285.6656,1287.4594,1108.6510000000001,1026.3259,{"$f":"AB105*(1+VLOOKUP($B105,'WEO Projections'!$B$51:$AH$68,AC$1,FALSE))","v":999.92354077146467},{"$f":"AC105*(1+VLOOKUP($B105,'WEO Projections'!$B$51:$AH$68,AD$1,FALSE))","v":973.52118154292907},{"$f":"AD105*(1+VLOOKUP($B105,'WEO Projections'!$B$51:$AH$68,AE$1,FALSE))","v":947.11882231439358},{"$f":"AE105*(1+VLOOKUP($B105,'WEO Projections'!$B$51:$AH$68,AF$1,FALSE))","v":933.26579771197703},{"$f":"AF105*(1+VLOOKUP($B105,'WEO Projections'!$B$51:$AH$68,AG$1,FALSE))","v":919.41277310956048},{"$f":"AG105*(1+VLOOKUP($B105,'WEO Projections'!$B$51:$AH$68,AH$1,FALSE))","v":905.55974850714392},{"$f":"AH105*(1+VLOOKUP($B105,'WEO Projections'!$B$51:$AH$68,AI$1,FALSE))","v":891.70672390472737},{"$f":"AI105*(1+VLOOKUP($B105,'WEO Projections'!$B$51:$AH$68,AJ$1,FALSE))","v":877.85369930231082},{"$f":"AJ105*(1+VLOOKUP($B105,'WEO Projections'!$B$51:$AH$68,AK$1,FALSE))","v":869.64790261269741},{"$f":"AK105*(1+VLOOKUP($B105,'WEO Projections'!$B$51:$AH$68,AL$1,FALSE))","v":861.44210592308377},{"$f":"AL105*(1+VLOOKUP($B105,'WEO Projections'!$B$51:$AH$68,AM$1,FALSE))","v":853.23630923347037},{"$f":"AM105*(1+VLOOKUP($B105,'WEO Projections'!$B$51:$AH$68,AN$1,FALSE))","v":845.03051254385673},{"$f":"AN105*(1+VLOOKUP($B105,'WEO Projections'!$B$51:$AH$68,AO$1,FALSE))","v":836.82471585424332},{"$f":"AO105*(1+VLOOKUP($B105,'WEO Projections'!$B$51:$AH$68,AP$1,FALSE))","v":833.57572991739448},{"$f":"AP105*(1+VLOOKUP($B105,'WEO Projections'!$B$51:$AH$68,AQ$1,FALSE))","v":830.32674398054553},{"$f":"AQ105*(1+VLOOKUP($B105,'WEO Projections'!$B$51:$AH$68,AR$1,FALSE))","v":827.07775804369669},{"$f":"AR105*(1+VLOOKUP($B105,'WEO Projections'!$B$51:$AH$68,AS$1,FALSE))","v":823.82877210684785},{"$f":"AS105*(1+VLOOKUP($B105,'WEO Projections'!$B$51:$AH$68,AT$1,FALSE))","v":820.57978616999901},{"$f":"AT105*(1+VLOOKUP($B105,'WEO Projections'!$B$51:$AH$68,AU$1,FALSE))","v":819.13553651444568},{"$f":"AU105*(1+VLOOKUP($B105,'WEO Projections'!$B$51:$AH$68,AV$1,FALSE))","v":817.69128685889245},{"$f":"AV105*(1+VLOOKUP($B105,'WEO Projections'!$B$51:$AH$68,AW$1,FALSE))","v":816.24703720333912},{"$f":"AW105*(1+VLOOKUP($B105,'WEO Projections'!$B$51:$AH$68,AX$1,FALSE))","v":814.8027875477859},{"$f":"AX105*(1+VLOOKUP($B105,'WEO Projections'!$B$51:$AH$68,AY$1,FALSE))","v":813.35853789223256},{"$f":"AY105*(1+VLOOKUP($B105,'WEO Projections'!$B$51:$AH$68,AZ$1,FALSE))","v":812.86299782889887},{"$f":"AZ105*(1+VLOOKUP($B105,'WEO Projections'!$B$51:$AH$68,BA$1,FALSE))","v":812.36745776556518},{"$f":"BA105*(1+VLOOKUP($B105,'WEO Projections'!$B$51:$AH$68,BB$1,FALSE))","v":811.87191770223149},{"$f":"BB105*(1+VLOOKUP($B105,'WEO Projections'!$B$51:$AH$68,BC$1,FALSE))","v":811.37637763889779},{"$f":"BC105*(1+VLOOKUP($B105,'WEO Projections'!$B$51:$AH$68,BD$1,FALSE))","v":810.8808375755641},null,931.04528589556332,853.23630923347025,827.07775804369669]
["Kuwait",{"$f":"VLOOKUP(A106,'Country Parameters'!$B$4:$T$198,19,FALSE)","v":"Middle East"},"Kuwait","Total","CO2 per kWh of electricity (gCO2 per kWh)",887.32680000000005,427.77280000000002,610.85860000000002,576.57470000000001,624.48040000000003,577.83330000000001,566.22799999999995,570.02700000000004,640.44979999999998,728.90499999999997,780.45770000000005,851.68849999999998,849.0693,721.27430000000004,726.58789999999999,799.04539999999997,786.07860000000005,782.16629999999998,777.98080000000004,869.60519999999997,757.55,787.24249999999995,744.97059999999999,{"$f":"AB106*(1+VLOOKUP($B106,'WEO Projections'!$B$51:$AH$68,AC$1,FALSE))","v":721.95609849279515},{"$f":"AC106*(1+VLOOKUP($B106,'WEO Projections'!$B$51:$AH$68,AD$1,FALSE))","v":698.94159698559008},{"$f":"AD106*(1+VLOOKUP($B106,'WEO Projections'!$B$51:$AH$68,AE$1,FALSE))","v":675.92709547838524},{"$f":"AE106*(1+VLOOKUP($B106,'WEO Projections'!$B$51:$AH$68,AF$1,FALSE))","v":660.12332308518478},{"$f":"AF106*(1+VLOOKUP($B106,'WEO Projections'!$B$51:$AH$68,AG$1,FALSE))","v":644.31955069198443},{"$f":"AG106*(1+VLOOKUP($B106,'WEO Projections'!$B$51:$AH$68,AH$1,FALSE))","v":628.51577829878397},{"$f":"AH106*(1+VLOOKUP($B106,'WEO Projections'!$B$51:$AH$68,AI$1,FALSE))","v":612.71200590558362},{"$f":"AI106*(1+VLOOKUP($B106,'WEO Projections'!$B$51:$AH$68,AJ$1,FALSE))","v":596.90823351238316},{"$f":"AJ106*(1+VLOOKUP($B106,'WEO Projections'!$B$51:$AH$68,AK$1,FALSE))","v":583.1826145025866},{"$f":"AK106*(1+VLOOKUP($B106,'WEO Projections'!$B$51:$AH$68,AL$1,FALSE))","v":569.45699549279016},{"$f":"AL106*(1+VLOOKUP($B106,'WEO Projections'!$B$51:$AH$68,AM$1,FALSE))","v":555.7313764829936},{"$f":"AM106*(1+VLOOKUP($B106,'WEO Projections'!$B$51:$AH$68,AN$1,FALSE))","v":542.00575747319692},{"$f":"AN106*(1+VLOOKUP($B106,'WEO Projections'!$B$51:$AH$68,AO$1,FALSE))","v":528.28013846340036},{"$f":"AO106*(1+VLOOKUP($B106,'WEO Projections'!$B$51:$AH$68,AP$1,FALSE))","v":518.25190495069717},{"$f":"AP106*(1+VLOOKUP($B106,'WEO Projections'!$B$51:$AH$68,AQ$1,FALSE))","v":508.22367143799408},{"$f":"AQ106*(1+VLOOKUP($B106,'WEO Projections'!$B$51:$AH$68,AR$1,FALSE))","v":498.19543792529089},{"$f":"AR106*(1+VLOOKUP($B106,'WEO Projections'!$B$51:$AH$68,AS$1,FALSE))","v":488.16720441258775},{"$f":"AS106*(1+VLOOKUP($B106,'WEO Projections'!$B$51:$AH$68,AT$1,FALSE))","v":478.13897089988455},{"$f":"AT106*(1+VLOOKUP($B106,'WEO Projections'!$B$51:$AH$68,AU$1,FALSE))","v":473.39339133624094},{"$f":"AU106*(1+VLOOKUP($B106,'WEO Projections'!$B$51:$AH$68,AV$1,FALSE))","v":468.64781177259727},{"$f":"AV106*(1+VLOOKUP($B106,'WEO Projections'!$B$51:$AH$68,AW$1,FALSE))","v":463.90223220895365},{"$f":"AW106*(1+VLOOKUP($B106,'WEO Projections'!$B$51:$AH$68,AX$1,FALSE))","v":459.15665264531003},{"$f":"AX106*(1+VLOOKUP($B106,'WEO Projections'!$B$51:$AH$68,AY$1,FALSE))","v":454.41107308166642},{"$f":"AY106*(1+VLOOKUP($B106,'WEO Projections'!$B$51:$AH$68,AZ$1,FALSE))","v":451.88688255255602},{"$f":"AZ106*(1+VLOOKUP($B106,'WEO Projections'!$B$51:$AH$68,BA$1,FALSE))","v":449.36269202344562},{"$f":"BA106*(1+VLOOKUP($B106,'WEO Projections'!$B$51:$AH$68,BB$1,FALSE))","v":446.83850149433522},{"$f":"BB106*(1+VLOOKUP($B106,'WEO Projections'!$B$51:$AH$68,BC$1,FALSE))","v":444.31431096522482},{"$f":"BC106*(1+VLOOKUP($B106,'WEO Projections'!$B$51:$AH$68,BD$1,FALSE))","v":441.79012043611442},null,654.92546030633628,555.73137648299348,498.19543792529095]
["Kyrgyzstan",{"$f":"VLOOKUP(A107,'Country Parameters'!$B$4:$T$198,19,FALSE)","v":"Eastern Europe & Eurasia"},"Kyrgyzstan","Total","CO2 per kWh of electricity (gCO2 per kWh)",165.2628,167.25700000000001,137.1635,95.734800000000007,60.700499999999998,99.010099999999994,102.30889999999999,108.5141,95.807199999999995,71.1203,77.557699999999997,82.820599999999999,87.050200000000004,79.793999999999997,72.884500000000003,54.021099999999997,52.565399999999997,51.2226,87.4876,73.619699999999995,36.914099999999998,31.081099999999999,34.786499999999997,{"$f":"AB107*(1+VLOOKUP($B107,'WEO Projections'!$B$51:$AH$68,AC$1,FALSE))","v":33.961988600862142},{"$f":"AC107*(1+VLOOKUP($B107,'WEO Projections'!$B$51:$AH$68,AD$1,FALSE))","v":33.137477201724288},{"$f":"AD107*(1+VLOOKUP($B107,'WEO Projections'!$B$51:$AH$68,AE$1,FALSE))","v":32.312965802586433},{"$f":"AE107*(1+VLOOKUP($B107,'WEO Projections'!$B$51:$AH$68,AF$1,FALSE))","v":31.600927234203038},{"$f":"AF107*(1+VLOOKUP($B107,'WEO Projections'!$B$51:$AH$68,AG$1,FALSE))","v":30.888888665819643},{"$f":"AG107*(1+VLOOKUP($B107,'WEO Projections'!$B$51:$AH$68,AH$1,FALSE))","v":30.176850097436251},{"$f":"AH107*(1+VLOOKUP($B107,'WEO Projections'!$B$51:$AH$68,AI$1,FALSE))","v":29.464811529052856},{"$f":"AI107*(1+VLOOKUP($B107,'WEO Projections'!$B$51:$AH$68,AJ$1,FALSE))","v":28.752772960669461},{"$f":"AJ107*(1+VLOOKUP($B107,'WEO Projections'!$B$51:$AH$68,AK$1,FALSE))","v":28.208916885941314},{"$f":"AK107*(1+VLOOKUP($B107,'WEO Projections'!$B$51:$AH$68,AL$1,FALSE))","v":27.665060811213166},{"$f":"AL107*(1+VLOOKUP($B107,'WEO Projections'!$B$51:$AH$68,AM$1,FALSE))","v":27.121204736485023},{"$f":"AM107*(1+VLOOKUP($B107,'WEO Projections'!$B$51:$AH$68,AN$1,FALSE))","v":26.577348661756876},{"$f":"AN107*(1+VLOOKUP($B107,'WEO Projections'!$B$51:$AH$68,AO$1,FALSE))","v":26.033492587028729},{"$f":"AO107*(1+VLOOKUP($B107,'WEO Projections'!$B$51:$AH$68,AP$1,FALSE))","v":25.682406079819973},{"$f":"AP107*(1+VLOOKUP($B107,'WEO Projections'!$B$51:$AH$68,AQ$1,FALSE))","v":25.331319572611218},{"$f":"AQ107*(1+VLOOKUP($B107,'WEO Projections'!$B$51:$AH$68,AR$1,FALSE))","v":24.980233065402466},{"$f":"AR107*(1+VLOOKUP($B107,'WEO Projections'!$B$51:$AH$68,AS$1,FALSE))","v":24.62914655819371},{"$f":"AS107*(1+VLOOKUP($B107,'WEO Projections'!$B$51:$AH$68,AT$1,FALSE))","v":24.278060050984955},{"$f":"AT107*(1+VLOOKUP($B107,'WEO Projections'!$B$51:$AH$68,AU$1,FALSE))","v":24.192663219556302},{"$f":"AU107*(1+VLOOKUP($B107,'WEO Projections'!$B$51:$AH$68,AV$1,FALSE))","v":24.107266388127652},{"$f":"AV107*(1+VLOOKUP($B107,'WEO Projections'!$B$51:$AH$68,AW$1,FALSE))","v":24.021869556698999},{"$f":"AW107*(1+VLOOKUP($B107,'WEO Projections'!$B$51:$AH$68,AX$1,FALSE))","v":23.936472725270349},{"$f":"AX107*(1+VLOOKUP($B107,'WEO Projections'!$B$51:$AH$68,AY$1,FALSE))","v":23.851075893841696},{"$f":"AY107*(1+VLOOKUP($B107,'WEO Projections'!$B$51:$AH$68,AZ$1,FALSE))","v":23.786365432297988},{"$f":"AZ107*(1+VLOOKUP($B107,'WEO Projections'!$B$51:$AH$68,BA$1,FALSE))","v":23.721654970754276},{"$f":"BA107*(1+VLOOKUP($B107,'WEO Projections'!$B$51:$AH$68,BB$1,FALSE))","v":23.656944509210572},{"$f":"BB107*(1+VLOOKUP($B107,'WEO Projections'!$B$51:$AH$68,BC$1,FALSE))","v":23.592234047666864},{"$f":"BC107*(1+VLOOKUP($B107,'WEO Projections'!$B$51:$AH$68,BD$1,FALSE))","v":23.527523586123152},null,31.287085261544263,27.121204736485019,24.980233065402466]
["Latvia",{"$f":"VLOOKUP(A108,'Country Parameters'!$B$4:$T$198,19,FALSE)","v":"Eastern Europe & Eurasia"},"Latvia","Total","CO2 per kWh of electricity (gCO2 per kWh)",115.24979999999999,144.90260000000001,141.6172,132.70050000000001,129.3595,134.15649999999999,192.50210000000001,122.4682,102.2582,143.64879999999999,135.19030000000001,125.61969999999999,127.96120000000001,130.0557,96.944299999999998,88.458799999999997,112.52849999999999,106.38509999999999,114.121,96.215400000000002,119.6816,132.6414,91.083699999999993,{"$f":"AB108*(1+VLOOKUP($B108,'WEO Projections'!$B$51:$AH$68,AC$1,FALSE))","v":88.924829492025566},{"$f":"AC108*(1+VLOOKUP($B108,'WEO Projections'!$B$51:$AH$68,AD$1,FALSE))","v":86.765958984051139},{"$f":"AD108*(1+VLOOKUP($B108,'WEO Projections'!$B$51:$AH$68,AE$1,FALSE))","v":84.607088476076697},{"$f":"AE108*(1+VLOOKUP($B108,'WEO Projections'!$B$51:$AH$68,AF$1,FALSE))","v":82.74271271677172},{"$f":"AF108*(1+VLOOKUP($B108,'WEO Projections'!$B$51:$AH$68,AG$1,FALSE))","v":80.878336957466743},{"$f":"AG108*(1+VLOOKUP($B108,'WEO Projections'!$B$51:$AH$68,AH$1,FALSE))","v":79.013961198161766},{"$f":"AH108*(1+VLOOKUP($B108,'WEO Projections'!$B$51:$AH$68,AI$1,FALSE))","v":77.149585438856789},{"$f":"AI108*(1+VLOOKUP($B108,'WEO Projections'!$B$51:$AH$68,AJ$1,FALSE))","v":75.285209679551812},{"$f":"AJ108*(1+VLOOKUP($B108,'WEO Projections'!$B$51:$AH$68,AK$1,FALSE))","v":73.86119681382182},{"$f":"AK108*(1+VLOOKUP($B108,'WEO Projections'!$B$51:$AH$68,AL$1,FALSE))","v":72.437183948091828},{"$f":"AL108*(1+VLOOKUP($B108,'WEO Projections'!$B$51:$AH$68,AM$1,FALSE))","v":71.01317108236185},{"$f":"AM108*(1+VLOOKUP($B108,'WEO Projections'!$B$51:$AH$68,AN$1,FALSE))","v":69.589158216631859},{"$f":"AN108*(1+VLOOKUP($B108,'WEO Projections'!$B$51:$AH$68,AO$1,FALSE))","v":68.165145350901881},{"$f":"AO108*(1+VLOOKUP($B108,'WEO Projections'!$B$51:$AH$68,AP$1,FALSE))","v":67.245873274186778},{"$f":"AP108*(1+VLOOKUP($B108,'WEO Projections'!$B$51:$AH$68,AQ$1,FALSE))","v":66.32660119747166},{"$f":"AQ108*(1+VLOOKUP($B108,'WEO Projections'!$B$51:$AH$68,AR$1,FALSE))","v":65.407329120756557},{"$f":"AR108*(1+VLOOKUP($B108,'WEO Projections'!$B$51:$AH$68,AS$1,FALSE))","v":64.48805704404144},{"$f":"AS108*(1+VLOOKUP($B108,'WEO Projections'!$B$51:$AH$68,AT$1,FALSE))","v":63.56878496732633},{"$f":"AT108*(1+VLOOKUP($B108,'WEO Projections'!$B$51:$AH$68,AU$1,FALSE))","v":63.345185025544367},{"$f":"AU108*(1+VLOOKUP($B108,'WEO Projections'!$B$51:$AH$68,AV$1,FALSE))","v":63.121585083762419},{"$f":"AV108*(1+VLOOKUP($B108,'WEO Projections'!$B$51:$AH$68,AW$1,FALSE))","v":62.897985141980463},{"$f":"AW108*(1+VLOOKUP($B108,'WEO Projections'!$B$51:$AH$68,AX$1,FALSE))","v":62.674385200198515},{"$f":"AX108*(1+VLOOKUP($B108,'WEO Projections'!$B$51:$AH$68,AY$1,FALSE))","v":62.450785258416559},{"$f":"AY108*(1+VLOOKUP($B108,'WEO Projections'!$B$51:$AH$68,AZ$1,FALSE))","v":62.281349751363287},{"$f":"AZ108*(1+VLOOKUP($B108,'WEO Projections'!$B$51:$AH$68,BA$1,FALSE))","v":62.111914244310007},{"$f":"BA108*(1+VLOOKUP($B108,'WEO Projections'!$B$51:$AH$68,BB$1,FALSE))","v":61.942478737256749},{"$f":"BB108*(1+VLOOKUP($B108,'WEO Projections'!$B$51:$AH$68,BC$1,FALSE))","v":61.773043230203477},{"$f":"BC108*(1+VLOOKUP($B108,'WEO Projections'!$B$51:$AH$68,BD$1,FALSE))","v":61.603607723150198},null,81.920960367870279,71.01317108236185,65.407329120756557]
["Lebanon",{"$f":"VLOOKUP(A109,'Country Parameters'!$B$4:$T$198,19,FALSE)","v":"Middle East"},"Lebanon","Total","CO2 per kWh of electricity (gCO2 per kWh)",1835.106,1026.3467000000001,670.78809999999999,703.83939999999996,673.99580000000003,677.98519999999996,706.46029999999996,689.86789999999996,777.84289999999999,803.20690000000002,737.29190000000006,749.51319999999998,726.05349999999999,674.49540000000002,599.28330000000005,591.08960000000002,706.44600000000003,662.34500000000003,715.23910000000001,716.67240000000004,708.80880000000002,706.9425,805.64070000000004,{"$f":"AB109*(1+VLOOKUP($B109,'WEO Projections'!$B$51:$AH$68,AC$1,FALSE))","v":780.75190693297759},{"$f":"AC109*(1+VLOOKUP($B109,'WEO Projections'!$B$51:$AH$68,AD$1,FALSE))","v":755.86311386595492},{"$f":"AD109*(1+VLOOKUP($B109,'WEO Projections'!$B$51:$AH$68,AE$1,FALSE))","v":730.97432079893247},{"$f":"AE109*(1+VLOOKUP($B109,'WEO Projections'!$B$51:$AH$68,AF$1,FALSE))","v":713.88349566637191},{"$f":"AF109*(1+VLOOKUP($B109,'WEO Projections'!$B$51:$AH$68,AG$1,FALSE))","v":696.79267053381147},{"$f":"AG109*(1+VLOOKUP($B109,'WEO Projections'!$B$51:$AH$68,AH$1,FALSE))","v":679.70184540125092},{"$f":"AH109*(1+VLOOKUP($B109,'WEO Projections'!$B$51:$AH$68,AI$1,FALSE))","v":662.61102026869048},{"$f":"AI109*(1+VLOOKUP($B109,'WEO Projections'!$B$51:$AH$68,AJ$1,FALSE))","v":645.52019513612993},{"$f":"AJ109*(1+VLOOKUP($B109,'WEO Projections'!$B$51:$AH$68,AK$1,FALSE))","v":630.67676734584415},{"$f":"AK109*(1+VLOOKUP($B109,'WEO Projections'!$B$51:$AH$68,AL$1,FALSE))","v":615.8333395555585},{"$f":"AL109*(1+VLOOKUP($B109,'WEO Projections'!$B$51:$AH$68,AM$1,FALSE))","v":600.98991176527272},{"$f":"AM109*(1+VLOOKUP($B109,'WEO Projections'!$B$51:$AH$68,AN$1,FALSE))","v":586.14648397498695},{"$f":"AN109*(1+VLOOKUP($B109,'WEO Projections'!$B$51:$AH$68,AO$1,FALSE))","v":571.30305618470129},{"$f":"AO109*(1+VLOOKUP($B109,'WEO Projections'!$B$51:$AH$68,AP$1,FALSE))","v":560.45812744934221},{"$f":"AP109*(1+VLOOKUP($B109,'WEO Projections'!$B$51:$AH$68,AQ$1,FALSE))","v":549.61319871398325},{"$f":"AQ109*(1+VLOOKUP($B109,'WEO Projections'!$B$51:$AH$68,AR$1,FALSE))","v":538.76826997862418},{"$f":"AR109*(1+VLOOKUP($B109,'WEO Projections'!$B$51:$AH$68,AS$1,FALSE))","v":527.92334124326521},{"$f":"AS109*(1+VLOOKUP($B109,'WEO Projections'!$B$51:$AH$68,AT$1,FALSE))","v":517.07841250790614},{"$f":"AT109*(1+VLOOKUP($B109,'WEO Projections'!$B$51:$AH$68,AU$1,FALSE))","v":511.94635489172697},{"$f":"AU109*(1+VLOOKUP($B109,'WEO Projections'!$B$51:$AH$68,AV$1,FALSE))","v":506.8142972755478},{"$f":"AV109*(1+VLOOKUP($B109,'WEO Projections'!$B$51:$AH$68,AW$1,FALSE))","v":501.68223965936863},{"$f":"AW109*(1+VLOOKUP($B109,'WEO Projections'!$B$51:$AH$68,AX$1,FALSE))","v":496.55018204318947},{"$f":"AX109*(1+VLOOKUP($B109,'WEO Projections'!$B$51:$AH$68,AY$1,FALSE))","v":491.4181244270103},{"$f":"AY109*(1+VLOOKUP($B109,'WEO Projections'!$B$51:$AH$68,AZ$1,FALSE))","v":488.6883648568932},{"$f":"AZ109*(1+VLOOKUP($B109,'WEO Projections'!$B$51:$AH$68,BA$1,FALSE))","v":485.95860528677611},{"$f":"BA109*(1+VLOOKUP($B109,'WEO Projections'!$B$51:$AH$68,BB$1,FALSE))","v":483.22884571665901},{"$f":"BB109*(1+VLOOKUP($B109,'WEO Projections'!$B$51:$AH$68,BC$1,FALSE))","v":480.49908614654191},{"$f":"BC109*(1+VLOOKUP($B109,'WEO Projections'!$B$51:$AH$68,BD$1,FALSE))","v":477.76932657642482},null,708.26232107551493,600.98991176527272,538.76826997862429]
["Libya",{"$f":"VLOOKUP(A110,'Country Parameters'!$B$4:$T$198,19,FALSE)","v":"Africa"},"Libya","Total","CO2 per kWh of electricity (gCO2 per kWh)",778.71299999999997,757.04899999999998,736.01009999999997,725.81209999999999,877.47500000000002,1131.0929000000001,1070.9513999999999,1061.0132000000001,1069.4165,1055.8104000000001,1022.3558,996.44219999999996,970.51409999999998,978.28020000000004,850.50789999999995,901.92619999999999,882.7998,779.4896,692.12199999999996,705.12959999999998,680.43449999999996,635.57370000000003,568.60249999999996,{"$f":"AB110*(1+VLOOKUP($B110,'WEO Projections'!$B$51:$AH$68,AC$1,FALSE))","v":564.78983970089587},{"$f":"AC110*(1+VLOOKUP($B110,'WEO Projections'!$B$51:$AH$68,AD$1,FALSE))","v":560.97717940179189},{"$f":"AD110*(1+VLOOKUP($B110,'WEO Projections'!$B$51:$AH$68,AE$1,FALSE))","v":557.16451910268779},{"$f":"AE110*(1+VLOOKUP($B110,'WEO Projections'!$B$51:$AH$68,AF$1,FALSE))","v":546.86052455051288},{"$f":"AF110*(1+VLOOKUP($B110,'WEO Projections'!$B$51:$AH$68,AG$1,FALSE))","v":536.55652999833796},{"$f":"AG110*(1+VLOOKUP($B110,'WEO Projections'!$B$51:$AH$68,AH$1,FALSE))","v":526.25253544616294},{"$f":"AH110*(1+VLOOKUP($B110,'WEO Projections'!$B$51:$AH$68,AI$1,FALSE))","v":515.94854089398791},{"$f":"AI110*(1+VLOOKUP($B110,'WEO Projections'!$B$51:$AH$68,AJ$1,FALSE))","v":505.64454634181294},{"$f":"AJ110*(1+VLOOKUP($B110,'WEO Projections'!$B$51:$AH$68,AK$1,FALSE))","v":498.06185940821024},{"$f":"AK110*(1+VLOOKUP($B110,'WEO Projections'!$B$51:$AH$68,AL$1,FALSE))","v":490.47917247460754},{"$f":"AL110*(1+VLOOKUP($B110,'WEO Projections'!$B$51:$AH$68,AM$1,FALSE))","v":482.89648554100478},{"$f":"AM110*(1+VLOOKUP($B110,'WEO Projections'!$B$51:$AH$68,AN$1,FALSE))","v":475.31379860740208},{"$f":"AN110*(1+VLOOKUP($B110,'WEO Projections'!$B$51:$AH$68,AO$1,FALSE))","v":467.73111167379938},{"$f":"AO110*(1+VLOOKUP($B110,'WEO Projections'!$B$51:$AH$68,AP$1,FALSE))","v":459.91310434256104},{"$f":"AP110*(1+VLOOKUP($B110,'WEO Projections'!$B$51:$AH$68,AQ$1,FALSE))","v":452.09509701132271},{"$f":"AQ110*(1+VLOOKUP($B110,'WEO Projections'!$B$51:$AH$68,AR$1,FALSE))","v":444.27708968008437},{"$f":"AR110*(1+VLOOKUP($B110,'WEO Projections'!$B$51:$AH$68,AS$1,FALSE))","v":436.45908234884604},{"$f":"AS110*(1+VLOOKUP($B110,'WEO Projections'!$B$51:$AH$68,AT$1,FALSE))","v":428.64107501760765},{"$f":"AT110*(1+VLOOKUP($B110,'WEO Projections'!$B$51:$AH$68,AU$1,FALSE))","v":423.75908308089453},{"$f":"AU110*(1+VLOOKUP($B110,'WEO Projections'!$B$51:$AH$68,AV$1,FALSE))","v":418.87709114418146},{"$f":"AV110*(1+VLOOKUP($B110,'WEO Projections'!$B$51:$AH$68,AW$1,FALSE))","v":413.99509920746834},{"$f":"AW110*(1+VLOOKUP($B110,'WEO Projections'!$B$51:$AH$68,AX$1,FALSE))","v":409.11310727075528},{"$f":"AX110*(1+VLOOKUP($B110,'WEO Projections'!$B$51:$AH$68,AY$1,FALSE))","v":404.23111533404216},{"$f":"AY110*(1+VLOOKUP($B110,'WEO Projections'!$B$51:$AH$68,AZ$1,FALSE))","v":400.0395921682636},{"$f":"AZ110*(1+VLOOKUP($B110,'WEO Projections'!$B$51:$AH$68,BA$1,FALSE))","v":395.84806900248509},{"$f":"BA110*(1+VLOOKUP($B110,'WEO Projections'!$B$51:$AH$68,BB$1,FALSE))","v":391.65654583670653},{"$f":"BB110*(1+VLOOKUP($B110,'WEO Projections'!$B$51:$AH$68,BC$1,FALSE))","v":387.46502267092797},{"$f":"BC110*(1+VLOOKUP($B110,'WEO Projections'!$B$51:$AH$68,BD$1,FALSE))","v":383.27349950514946},null,539.27427692952381,482.89648554100478,444.27708968008437]
["Lithuania",{"$f":"VLOOKUP(A111,'Country Parameters'!$B$4:$T$198,19,FALSE)","v":"Eastern Europe & Eurasia"},"Lithuania","Total","CO2 per kWh of electricity (gCO2 per kWh)",158.12119999999999,165.8604,97.942899999999995,77.317700000000002,109.8506,65.470500000000001,93.224100000000007,66.095100000000002,110.9469,117.9015,99.311099999999996,85.674000000000007,67.915800000000004,63.218499999999999,67.684700000000007,100.62869999999999,99.782600000000002,88.290199999999999,83.430700000000002,83.6447,337.86939999999998,269.91800000000001,271.19240000000002,{"$f":"AB111*(1+VLOOKUP($B111,'WEO Projections'!$B$51:$AH$68,AC$1,FALSE))","v":264.76458388859032},{"$f":"AC111*(1+VLOOKUP($B111,'WEO Projections'!$B$51:$AH$68,AD$1,FALSE))","v":258.33676777718063},{"$f":"AD111*(1+VLOOKUP($B111,'WEO Projections'!$B$51:$AH$68,AE$1,FALSE))","v":251.90895166577096},{"$f":"AE111*(1+VLOOKUP($B111,'WEO Projections'!$B$51:$AH$68,AF$1,FALSE))","v":246.35796354530879},{"$f":"AF111*(1+VLOOKUP($B111,'WEO Projections'!$B$51:$AH$68,AG$1,FALSE))","v":240.80697542484663},{"$f":"AG111*(1+VLOOKUP($B111,'WEO Projections'!$B$51:$AH$68,AH$1,FALSE))","v":235.25598730438449},{"$f":"AH111*(1+VLOOKUP($B111,'WEO Projections'!$B$51:$AH$68,AI$1,FALSE))","v":229.70499918392233},{"$f":"AI111*(1+VLOOKUP($B111,'WEO Projections'!$B$51:$AH$68,AJ$1,FALSE))","v":224.15401106346016},{"$f":"AJ111*(1+VLOOKUP($B111,'WEO Projections'!$B$51:$AH$68,AK$1,FALSE))","v":219.91415841487219},{"$f":"AK111*(1+VLOOKUP($B111,'WEO Projections'!$B$51:$AH$68,AL$1,FALSE))","v":215.67430576628422},{"$f":"AL111*(1+VLOOKUP($B111,'WEO Projections'!$B$51:$AH$68,AM$1,FALSE))","v":211.43445311769628},{"$f":"AM111*(1+VLOOKUP($B111,'WEO Projections'!$B$51:$AH$68,AN$1,FALSE))","v":207.19460046910831},{"$f":"AN111*(1+VLOOKUP($B111,'WEO Projections'!$B$51:$AH$68,AO$1,FALSE))","v":202.95474782052034},{"$f":"AO111*(1+VLOOKUP($B111,'WEO Projections'!$B$51:$AH$68,AP$1,FALSE))","v":200.21770924240644},{"$f":"AP111*(1+VLOOKUP($B111,'WEO Projections'!$B$51:$AH$68,AQ$1,FALSE))","v":197.48067066429252},{"$f":"AQ111*(1+VLOOKUP($B111,'WEO Projections'!$B$51:$AH$68,AR$1,FALSE))","v":194.74363208617862},{"$f":"AR111*(1+VLOOKUP($B111,'WEO Projections'!$B$51:$AH$68,AS$1,FALSE))","v":192.0065935080647},{"$f":"AS111*(1+VLOOKUP($B111,'WEO Projections'!$B$51:$AH$68,AT$1,FALSE))","v":189.26955492995077},{"$f":"AT111*(1+VLOOKUP($B111,'WEO Projections'!$B$51:$AH$68,AU$1,FALSE))","v":188.60380897483793},{"$f":"AU111*(1+VLOOKUP($B111,'WEO Projections'!$B$51:$AH$68,AV$1,FALSE))","v":187.93806301972515},{"$f":"AV111*(1+VLOOKUP($B111,'WEO Projections'!$B$51:$AH$68,AW$1,FALSE))","v":187.27231706461234},{"$f":"AW111*(1+VLOOKUP($B111,'WEO Projections'!$B$51:$AH$68,AX$1,FALSE))","v":186.60657110949955},{"$f":"AX111*(1+VLOOKUP($B111,'WEO Projections'!$B$51:$AH$68,AY$1,FALSE))","v":185.94082515438674},{"$f":"AY111*(1+VLOOKUP($B111,'WEO Projections'!$B$51:$AH$68,AZ$1,FALSE))","v":185.43634826331848},{"$f":"AZ111*(1+VLOOKUP($B111,'WEO Projections'!$B$51:$AH$68,BA$1,FALSE))","v":184.93187137225021},{"$f":"BA111*(1+VLOOKUP($B111,'WEO Projections'!$B$51:$AH$68,BB$1,FALSE))","v":184.42739448118198},{"$f":"BB111*(1+VLOOKUP($B111,'WEO Projections'!$B$51:$AH$68,BC$1,FALSE))","v":183.92291759011371},{"$f":"BC111*(1+VLOOKUP($B111,'WEO Projections'!$B$51:$AH$68,BD$1,FALSE))","v":183.41844069904545},null,243.91127998168301,211.43445311769628,194.74363208617862]
["Luxembourg",{"$f":"VLOOKUP(A112,'Country Parameters'!$B$4:$T$198,19,FALSE)","v":"OECD Europe"},"Luxembourg","Total","CO2 per kWh of electricity (gCO2 per kWh)",2551.5913,2434.8217,2446.4818,2429.1057999999998,2224.4956999999999,1738.306,1565.6273000000001,1058.8448000000001,465.45359999999999,530.73059999999998,496.31799999999998,440.6694,388.01229999999998,354.64710000000002,351.47829999999999,347.37259999999998,345.7,347.20749999999998,339.68709999999999,346.28480000000002,342.85300000000001,343.02120000000002,340.3408,{"$f":"AB112*(1+VLOOKUP($B112,'WEO Projections'!$B$51:$AH$68,AC$1,FALSE))","v":332.14709371551231},{"$f":"AC112*(1+VLOOKUP($B112,'WEO Projections'!$B$51:$AH$68,AD$1,FALSE))","v":323.95338743102457},{"$f":"AD112*(1+VLOOKUP($B112,'WEO Projections'!$B$51:$AH$68,AE$1,FALSE))","v":315.75968114653693},{"$f":"AE112*(1+VLOOKUP($B112,'WEO Projections'!$B$51:$AH$68,AF$1,FALSE))","v":309.57243157314497},{"$f":"AF112*(1+VLOOKUP($B112,'WEO Projections'!$B$51:$AH$68,AG$1,FALSE))","v":303.385181999753},{"$f":"AG112*(1+VLOOKUP($B112,'WEO Projections'!$B$51:$AH$68,AH$1,FALSE))","v":297.19793242636104},{"$f":"AH112*(1+VLOOKUP($B112,'WEO Projections'!$B$51:$AH$68,AI$1,FALSE))","v":291.01068285296907},{"$f":"AI112*(1+VLOOKUP($B112,'WEO Projections'!$B$51:$AH$68,AJ$1,FALSE))","v":284.8234332795771},{"$f":"AJ112*(1+VLOOKUP($B112,'WEO Projections'!$B$51:$AH$68,AK$1,FALSE))","v":282.67083557760213},{"$f":"AK112*(1+VLOOKUP($B112,'WEO Projections'!$B$51:$AH$68,AL$1,FALSE))","v":280.51823787562716},{"$f":"AL112*(1+VLOOKUP($B112,'WEO Projections'!$B$51:$AH$68,AM$1,FALSE))","v":278.36564017365214},{"$f":"AM112*(1+VLOOKUP($B112,'WEO Projections'!$B$51:$AH$68,AN$1,FALSE))","v":276.21304247167717},{"$f":"AN112*(1+VLOOKUP($B112,'WEO Projections'!$B$51:$AH$68,AO$1,FALSE))","v":274.0604447697022},{"$f":"AO112*(1+VLOOKUP($B112,'WEO Projections'!$B$51:$AH$68,AP$1,FALSE))","v":270.98482180169952},{"$f":"AP112*(1+VLOOKUP($B112,'WEO Projections'!$B$51:$AH$68,AQ$1,FALSE))","v":267.90919883369691},{"$f":"AQ112*(1+VLOOKUP($B112,'WEO Projections'!$B$51:$AH$68,AR$1,FALSE))","v":264.83357586569423},{"$f":"AR112*(1+VLOOKUP($B112,'WEO Projections'!$B$51:$AH$68,AS$1,FALSE))","v":261.75795289769155},{"$f":"AS112*(1+VLOOKUP($B112,'WEO Projections'!$B$51:$AH$68,AT$1,FALSE))","v":258.68232992968888},{"$f":"AT112*(1+VLOOKUP($B112,'WEO Projections'!$B$51:$AH$68,AU$1,FALSE))","v":254.97785612862279},{"$f":"AU112*(1+VLOOKUP($B112,'WEO Projections'!$B$51:$AH$68,AV$1,FALSE))","v":251.2733823275567},{"$f":"AV112*(1+VLOOKUP($B112,'WEO Projections'!$B$51:$AH$68,AW$1,FALSE))","v":247.56890852649065},{"$f":"AW112*(1+VLOOKUP($B112,'WEO Projections'!$B$51:$AH$68,AX$1,FALSE))","v":243.86443472542456},{"$f":"AX112*(1+VLOOKUP($B112,'WEO Projections'!$B$51:$AH$68,AY$1,FALSE))","v":240.1599609243585},{"$f":"AY112*(1+VLOOKUP($B112,'WEO Projections'!$B$51:$AH$68,AZ$1,FALSE))","v":239.23279822397714},{"$f":"AZ112*(1+VLOOKUP($B112,'WEO Projections'!$B$51:$AH$68,BA$1,FALSE))","v":238.30563552359581},{"$f":"BA112*(1+VLOOKUP($B112,'WEO Projections'!$B$51:$AH$68,BB$1,FALSE))","v":237.37847282321448},{"$f":"BB112*(1+VLOOKUP($B112,'WEO Projections'!$B$51:$AH$68,BC$1,FALSE))","v":236.45131012283312},{"$f":"BC112*(1+VLOOKUP($B112,'WEO Projections'!$B$51:$AH$68,BD$1,FALSE))","v":235.52414742245176},null,307.23122805310993,278.3656401736522,264.83357586569417]
["Malaysia",{"$f":"VLOOKUP(A113,'Country Parameters'!$B$4:$T$198,19,FALSE)","v":"Non-OECD Asia"},"Malaysia","Total","CO2 per kWh of electricity (gCO2 per kWh)",691.02170000000001,707.27229999999997,652.77449999999999,621.05709999999999,577.73479999999995,575.46680000000003,575.81370000000004,510.42439999999999,549.49620000000004,523.90260000000001,536.29610000000002,568.6925,625.64110000000005,573.08209999999997,592.19349999999997,654.79229999999995,633.17769999999996,643.26819999999998,688.27099999999996,628.22400000000005,758.86249999999995,672.96510000000001,671.36329999999998,{"$f":"AB113*(1+VLOOKUP($B113,'WEO Projections'!$B$51:$AH$68,AC$1,FALSE))","v":657.48493518563203},{"$f":"AC113*(1+VLOOKUP($B113,'WEO Projections'!$B$51:$AH$68,AD$1,FALSE))","v":643.60657037126396},{"$f":"AD113*(1+VLOOKUP($B113,'WEO Projections'!$B$51:$AH$68,AE$1,FALSE))","v":629.728205556896},{"$f":"AE113*(1+VLOOKUP($B113,'WEO Projections'!$B$51:$AH$68,AF$1,FALSE))","v":620.69296777050465},{"$f":"AF113*(1+VLOOKUP($B113,'WEO Projections'!$B$51:$AH$68,AG$1,FALSE))","v":611.65772998411342},{"$f":"AG113*(1+VLOOKUP($B113,'WEO Projections'!$B$51:$AH$68,AH$1,FALSE))","v":602.62249219772207},{"$f":"AH113*(1+VLOOKUP($B113,'WEO Projections'!$B$51:$AH$68,AI$1,FALSE))","v":593.58725441133072},{"$f":"AI113*(1+VLOOKUP($B113,'WEO Projections'!$B$51:$AH$68,AJ$1,FALSE))","v":584.55201662493937},{"$f":"AJ113*(1+VLOOKUP($B113,'WEO Projections'!$B$51:$AH$68,AK$1,FALSE))","v":579.6951739547718},{"$f":"AK113*(1+VLOOKUP($B113,'WEO Projections'!$B$51:$AH$68,AL$1,FALSE))","v":574.83833128460435},{"$f":"AL113*(1+VLOOKUP($B113,'WEO Projections'!$B$51:$AH$68,AM$1,FALSE))","v":569.98148861443678},{"$f":"AM113*(1+VLOOKUP($B113,'WEO Projections'!$B$51:$AH$68,AN$1,FALSE))","v":565.12464594426933},{"$f":"AN113*(1+VLOOKUP($B113,'WEO Projections'!$B$51:$AH$68,AO$1,FALSE))","v":560.26780327410177},{"$f":"AO113*(1+VLOOKUP($B113,'WEO Projections'!$B$51:$AH$68,AP$1,FALSE))","v":559.17621131248734},{"$f":"AP113*(1+VLOOKUP($B113,'WEO Projections'!$B$51:$AH$68,AQ$1,FALSE))","v":558.0846193508728},{"$f":"AQ113*(1+VLOOKUP($B113,'WEO Projections'!$B$51:$AH$68,AR$1,FALSE))","v":556.99302738925837},{"$f":"AR113*(1+VLOOKUP($B113,'WEO Projections'!$B$51:$AH$68,AS$1,FALSE))","v":555.90143542764383},{"$f":"AS113*(1+VLOOKUP($B113,'WEO Projections'!$B$51:$AH$68,AT$1,FALSE))","v":554.80984346602941},{"$f":"AT113*(1+VLOOKUP($B113,'WEO Projections'!$B$51:$AH$68,AU$1,FALSE))","v":554.17745149962673},{"$f":"AU113*(1+VLOOKUP($B113,'WEO Projections'!$B$51:$AH$68,AV$1,FALSE))","v":553.54505953322405},{"$f":"AV113*(1+VLOOKUP($B113,'WEO Projections'!$B$51:$AH$68,AW$1,FALSE))","v":552.91266756682126},{"$f":"AW113*(1+VLOOKUP($B113,'WEO Projections'!$B$51:$AH$68,AX$1,FALSE))","v":552.28027560041846},{"$f":"AX113*(1+VLOOKUP($B113,'WEO Projections'!$B$51:$AH$68,AY$1,FALSE))","v":551.64788363401578},{"$f":"AY113*(1+VLOOKUP($B113,'WEO Projections'!$B$51:$AH$68,AZ$1,FALSE))","v":551.65371906862276},{"$f":"AZ113*(1+VLOOKUP($B113,'WEO Projections'!$B$51:$AH$68,BA$1,FALSE))","v":551.65955450322974},{"$f":"BA113*(1+VLOOKUP($B113,'WEO Projections'!$B$51:$AH$68,BB$1,FALSE))","v":551.66538993783684},{"$f":"BB113*(1+VLOOKUP($B113,'WEO Projections'!$B$51:$AH$68,BC$1,FALSE))","v":551.67122537244381},{"$f":"BC113*(1+VLOOKUP($B113,'WEO Projections'!$B$51:$AH$68,BD$1,FALSE))","v":551.67706080705079},null,617.99152151280032,569.9814886144369,556.99302738925837]
["Malta",{"$f":"VLOOKUP(A114,'Country Parameters'!$B$4:$T$198,19,FALSE)","v":"Eastern Europe & Eurasia"},"Malta","Total","CO2 per kWh of electricity (gCO2 per kWh)",1586.7327,1116.9274,1020.4852,1387.8372999999999,1160.1531,957.24509999999998,973.30340000000001,936.57950000000005,931.63509999999997,903.45690000000002,819.01769999999999,1007.2285000000001,934.43420000000003,946.43780000000004,913.31629999999996,1033.7835,954.14729999999997,1011.8942,848.70799999999997,850.0231,871.49310000000003,860.78620000000001,871.5258,{"$f":"AB114*(1+VLOOKUP($B114,'WEO Projections'!$B$51:$AH$68,AC$1,FALSE))","v":850.86885098981679},{"$f":"AC114*(1+VLOOKUP($B114,'WEO Projections'!$B$51:$AH$68,AD$1,FALSE))","v":830.21190197963358},{"$f":"AD114*(1+VLOOKUP($B114,'WEO Projections'!$B$51:$AH$68,AE$1,FALSE))","v":809.55495296945037},{"$f":"AE114*(1+VLOOKUP($B114,'WEO Projections'!$B$51:$AH$68,AF$1,FALSE))","v":791.71584920962425},{"$f":"AF114*(1+VLOOKUP($B114,'WEO Projections'!$B$51:$AH$68,AG$1,FALSE))","v":773.87674544979802},{"$f":"AG114*(1+VLOOKUP($B114,'WEO Projections'!$B$51:$AH$68,AH$1,FALSE))","v":756.03764168997191},{"$f":"AH114*(1+VLOOKUP($B114,'WEO Projections'!$B$51:$AH$68,AI$1,FALSE))","v":738.19853793014568},{"$f":"AI114*(1+VLOOKUP($B114,'WEO Projections'!$B$51:$AH$68,AJ$1,FALSE))","v":720.35943417031956},{"$f":"AJ114*(1+VLOOKUP($B114,'WEO Projections'!$B$51:$AH$68,AK$1,FALSE))","v":706.73390125921014},{"$f":"AK114*(1+VLOOKUP($B114,'WEO Projections'!$B$51:$AH$68,AL$1,FALSE))","v":693.10836834810073},{"$f":"AL114*(1+VLOOKUP($B114,'WEO Projections'!$B$51:$AH$68,AM$1,FALSE))","v":679.48283543699142},{"$f":"AM114*(1+VLOOKUP($B114,'WEO Projections'!$B$51:$AH$68,AN$1,FALSE))","v":665.85730252588201},{"$f":"AN114*(1+VLOOKUP($B114,'WEO Projections'!$B$51:$AH$68,AO$1,FALSE))","v":652.23176961477259},{"$f":"AO114*(1+VLOOKUP($B114,'WEO Projections'!$B$51:$AH$68,AP$1,FALSE))","v":643.43580137812},{"$f":"AP114*(1+VLOOKUP($B114,'WEO Projections'!$B$51:$AH$68,AQ$1,FALSE))","v":634.63983314146731},{"$f":"AQ114*(1+VLOOKUP($B114,'WEO Projections'!$B$51:$AH$68,AR$1,FALSE))","v":625.84386490481484},{"$f":"AR114*(1+VLOOKUP($B114,'WEO Projections'!$B$51:$AH$68,AS$1,FALSE))","v":617.04789666816214},{"$f":"AS114*(1+VLOOKUP($B114,'WEO Projections'!$B$51:$AH$68,AT$1,FALSE))","v":608.25192843150955},{"$f":"AT114*(1+VLOOKUP($B114,'WEO Projections'!$B$51:$AH$68,AU$1,FALSE))","v":606.11243345994524},{"$f":"AU114*(1+VLOOKUP($B114,'WEO Projections'!$B$51:$AH$68,AV$1,FALSE))","v":603.97293848838103},{"$f":"AV114*(1+VLOOKUP($B114,'WEO Projections'!$B$51:$AH$68,AW$1,FALSE))","v":601.83344351681671},{"$f":"AW114*(1+VLOOKUP($B114,'WEO Projections'!$B$51:$AH$68,AX$1,FALSE))","v":599.69394854525251},{"$f":"AX114*(1+VLOOKUP($B114,'WEO Projections'!$B$51:$AH$68,AY$1,FALSE))","v":597.55445357368819},{"$f":"AY114*(1+VLOOKUP($B114,'WEO Projections'!$B$51:$AH$68,AZ$1,FALSE))","v":595.93322589153422},{"$f":"AZ114*(1+VLOOKUP($B114,'WEO Projections'!$B$51:$AH$68,BA$1,FALSE))","v":594.31199820938014},{"$f":"BA114*(1+VLOOKUP($B114,'WEO Projections'!$B$51:$AH$68,BB$1,FALSE))","v":592.69077052722628},{"$f":"BB114*(1+VLOOKUP($B114,'WEO Projections'!$B$51:$AH$68,BC$1,FALSE))","v":591.06954284507231},{"$f":"BC114*(1+VLOOKUP($B114,'WEO Projections'!$B$51:$AH$68,BD$1,FALSE))","v":589.44831516291822},null,783.85298929859493,679.48283543699131,625.84386490481472]
["Mauritius",{"$f":"VLOOKUP(A115,'Country Parameters'!$B$4:$T$198,19,FALSE)","v":"Africa"},"Mauritius","Total","CO2 per kWh of electricity (gCO2 per kWh)",553.41030000000001,559.69309999999996,529.03549999999996,527.33870000000002,564.67370000000005,538.29930000000002,537.83190000000002,501.02140000000003,537.90440000000001,636.47069999999997,640.99329999999998,651.28049999999996,649.12919999999997,652.47500000000002,635.98569999999995,679.18269999999995,775.37530000000004,794.04020000000003,777.8252,770.71749999999997,806.83860000000004,789.67079999999999,795.08439999999996,{"$f":"AB115*(1+VLOOKUP($B115,'WEO Projections'!$B$51:$AH$68,AC$1,FALSE))","v":789.75310665127745},{"$f":"AC115*(1+VLOOKUP($B115,'WEO Projections'!$B$51:$AH$68,AD$1,FALSE))","v":784.42181330255505},{"$f":"AD115*(1+VLOOKUP($B115,'WEO Projections'!$B$51:$AH$68,AE$1,FALSE))","v":779.09051995383254},{"$f":"AE115*(1+VLOOKUP($B115,'WEO Projections'!$B$51:$AH$68,AF$1,FALSE))","v":764.68230801997845},{"$f":"AF115*(1+VLOOKUP($B115,'WEO Projections'!$B$51:$AH$68,AG$1,FALSE))","v":750.27409608612436},{"$f":"AG115*(1+VLOOKUP($B115,'WEO Projections'!$B$51:$AH$68,AH$1,FALSE))","v":735.86588415227004},{"$f":"AH115*(1+VLOOKUP($B115,'WEO Projections'!$B$51:$AH$68,AI$1,FALSE))","v":721.45767221841584},{"$f":"AI115*(1+VLOOKUP($B115,'WEO Projections'!$B$51:$AH$68,AJ$1,FALSE))","v":707.04946028456175},{"$f":"AJ115*(1+VLOOKUP($B115,'WEO Projections'!$B$51:$AH$68,AK$1,FALSE))","v":696.44648880450086},{"$f":"AK115*(1+VLOOKUP($B115,'WEO Projections'!$B$51:$AH$68,AL$1,FALSE))","v":685.84351732443997},{"$f":"AL115*(1+VLOOKUP($B115,'WEO Projections'!$B$51:$AH$68,AM$1,FALSE))","v":675.24054584437897},{"$f":"AM115*(1+VLOOKUP($B115,'WEO Projections'!$B$51:$AH$68,AN$1,FALSE))","v":664.63757436431808},{"$f":"AN115*(1+VLOOKUP($B115,'WEO Projections'!$B$51:$AH$68,AO$1,FALSE))","v":654.0346028842572},{"$f":"AO115*(1+VLOOKUP($B115,'WEO Projections'!$B$51:$AH$68,AP$1,FALSE))","v":643.10257977821516},{"$f":"AP115*(1+VLOOKUP($B115,'WEO Projections'!$B$51:$AH$68,AQ$1,FALSE))","v":632.17055667217312},{"$f":"AQ115*(1+VLOOKUP($B115,'WEO Projections'!$B$51:$AH$68,AR$1,FALSE))","v":621.23853356613108},{"$f":"AR115*(1+VLOOKUP($B115,'WEO Projections'!$B$51:$AH$68,AS$1,FALSE))","v":610.30651046008904},{"$f":"AS115*(1+VLOOKUP($B115,'WEO Projections'!$B$51:$AH$68,AT$1,FALSE))","v":599.37448735404701},{"$f":"AT115*(1+VLOOKUP($B115,'WEO Projections'!$B$51:$AH$68,AU$1,FALSE))","v":592.54793342611606},{"$f":"AU115*(1+VLOOKUP($B115,'WEO Projections'!$B$51:$AH$68,AV$1,FALSE))","v":585.72137949818512},{"$f":"AV115*(1+VLOOKUP($B115,'WEO Projections'!$B$51:$AH$68,AW$1,FALSE))","v":578.89482557025406},{"$f":"AW115*(1+VLOOKUP($B115,'WEO Projections'!$B$51:$AH$68,AX$1,FALSE))","v":572.06827164232311},{"$f":"AX115*(1+VLOOKUP($B115,'WEO Projections'!$B$51:$AH$68,AY$1,FALSE))","v":565.24171771439217},{"$f":"AY115*(1+VLOOKUP($B115,'WEO Projections'!$B$51:$AH$68,AZ$1,FALSE))","v":559.38065540575099},{"$f":"AZ115*(1+VLOOKUP($B115,'WEO Projections'!$B$51:$AH$68,BA$1,FALSE))","v":553.51959309710992},{"$f":"BA115*(1+VLOOKUP($B115,'WEO Projections'!$B$51:$AH$68,BB$1,FALSE))","v":547.65853078846874},{"$f":"BB115*(1+VLOOKUP($B115,'WEO Projections'!$B$51:$AH$68,BC$1,FALSE))","v":541.79746847982756},{"$f":"BC115*(1+VLOOKUP($B115,'WEO Projections'!$B$51:$AH$68,BD$1,FALSE))","v":535.93640617118649},null,754.07435758362692,675.24054584437897,621.23853356613108]
["Mexico",{"$f":"VLOOKUP(A116,'Country Parameters'!$B$4:$T$198,19,FALSE)","v":"OECD Americas"},"Mexico","Total","CO2 per kWh of electricity (gCO2 per kWh)",549.28639999999996,566.41269999999997,540.56529999999998,545.35879999999997,593.21540000000005,538.51710000000003,533.56650000000002,556.08640000000003,574.15170000000001,551.18560000000002,559.38229999999999,561.31539999999995,558.40060000000005,570.94740000000002,495.44909999999999,509.31420000000003,482.24259999999998,479.4248,430.64920000000001,455.14600000000002,457.42739999999998,450.0514,453.44450000000001,{"$f":"AB116*(1+VLOOKUP($B116,'WEO Projections'!$B$51:$AH$68,AC$1,FALSE))","v":444.09138529119787},{"$f":"AC116*(1+VLOOKUP($B116,'WEO Projections'!$B$51:$AH$68,AD$1,FALSE))","v":434.73827058239567},{"$f":"AD116*(1+VLOOKUP($B116,'WEO Projections'!$B$51:$AH$68,AE$1,FALSE))","v":425.38515587359353},{"$f":"AE116*(1+VLOOKUP($B116,'WEO Projections'!$B$51:$AH$68,AF$1,FALSE))","v":422.25033323863653},{"$f":"AF116*(1+VLOOKUP($B116,'WEO Projections'!$B$51:$AH$68,AG$1,FALSE))","v":419.11551060367952},{"$f":"AG116*(1+VLOOKUP($B116,'WEO Projections'!$B$51:$AH$68,AH$1,FALSE))","v":415.98068796872258},{"$f":"AH116*(1+VLOOKUP($B116,'WEO Projections'!$B$51:$AH$68,AI$1,FALSE))","v":412.84586533376557},{"$f":"AI116*(1+VLOOKUP($B116,'WEO Projections'!$B$51:$AH$68,AJ$1,FALSE))","v":409.71104269880857},{"$f":"AJ116*(1+VLOOKUP($B116,'WEO Projections'!$B$51:$AH$68,AK$1,FALSE))","v":407.83998554176259},{"$f":"AK116*(1+VLOOKUP($B116,'WEO Projections'!$B$51:$AH$68,AL$1,FALSE))","v":405.96892838471655},{"$f":"AL116*(1+VLOOKUP($B116,'WEO Projections'!$B$51:$AH$68,AM$1,FALSE))","v":404.09787122767057},{"$f":"AM116*(1+VLOOKUP($B116,'WEO Projections'!$B$51:$AH$68,AN$1,FALSE))","v":402.22681407062453},{"$f":"AN116*(1+VLOOKUP($B116,'WEO Projections'!$B$51:$AH$68,AO$1,FALSE))","v":400.35575691357855},{"$f":"AO116*(1+VLOOKUP($B116,'WEO Projections'!$B$51:$AH$68,AP$1,FALSE))","v":398.29877598742848},{"$f":"AP116*(1+VLOOKUP($B116,'WEO Projections'!$B$51:$AH$68,AQ$1,FALSE))","v":396.24179506127842},{"$f":"AQ116*(1+VLOOKUP($B116,'WEO Projections'!$B$51:$AH$68,AR$1,FALSE))","v":394.18481413512836},{"$f":"AR116*(1+VLOOKUP($B116,'WEO Projections'!$B$51:$AH$68,AS$1,FALSE))","v":392.12783320897836},{"$f":"AS116*(1+VLOOKUP($B116,'WEO Projections'!$B$51:$AH$68,AT$1,FALSE))","v":390.0708522828283},{"$f":"AT116*(1+VLOOKUP($B116,'WEO Projections'!$B$51:$AH$68,AU$1,FALSE))","v":388.39191131622897},{"$f":"AU116*(1+VLOOKUP($B116,'WEO Projections'!$B$51:$AH$68,AV$1,FALSE))","v":386.71297034962959},{"$f":"AV116*(1+VLOOKUP($B116,'WEO Projections'!$B$51:$AH$68,AW$1,FALSE))","v":385.03402938303026},{"$f":"AW116*(1+VLOOKUP($B116,'WEO Projections'!$B$51:$AH$68,AX$1,FALSE))","v":383.35508841643087},{"$f":"AX116*(1+VLOOKUP($B116,'WEO Projections'!$B$51:$AH$68,AY$1,FALSE))","v":381.67614744983155},{"$f":"AY116*(1+VLOOKUP($B116,'WEO Projections'!$B$51:$AH$68,AZ$1,FALSE))","v":380.20085817475348},{"$f":"AZ116*(1+VLOOKUP($B116,'WEO Projections'!$B$51:$AH$68,BA$1,FALSE))","v":378.72556889967547},{"$f":"BA116*(1+VLOOKUP($B116,'WEO Projections'!$B$51:$AH$68,BB$1,FALSE))","v":377.2502796245974},{"$f":"BB116*(1+VLOOKUP($B116,'WEO Projections'!$B$51:$AH$68,BC$1,FALSE))","v":375.77499034951938},{"$f":"BC116*(1+VLOOKUP($B116,'WEO Projections'!$B$51:$AH$68,BD$1,FALSE))","v":374.29970107444132},null,423.01478144885004,404.09787122767051,394.18481413512842]
["Moldova",{"$f":"VLOOKUP(A117,'Country Parameters'!$B$4:$T$198,19,FALSE)","v":"Eastern Europe & Eurasia"},"Republic of Moldova","Total","CO2 per kWh of electricity (gCO2 per kWh)",722.85640000000001,707.55460000000005,867.17499999999995,830.28420000000006,758.90329999999994,712.40319999999997,710.11490000000003,672.85820000000001,642.87419999999997,610.32100000000003,642.2011,636.69979999999998,621.6422,628.4194,493.85809999999998,488.90129999999999,473.37509999999997,484.88749999999999,486.99489999999997,499.66430000000003,485.9239,486.1173,497.12479999999999,{"$f":"AB117*(1+VLOOKUP($B117,'WEO Projections'!$B$51:$AH$68,AC$1,FALSE))","v":485.34192260807708},{"$f":"AC117*(1+VLOOKUP($B117,'WEO Projections'!$B$51:$AH$68,AD$1,FALSE))","v":473.55904521615417},{"$f":"AD117*(1+VLOOKUP($B117,'WEO Projections'!$B$51:$AH$68,AE$1,FALSE))","v":461.77616782423127},{"$f":"AE117*(1+VLOOKUP($B117,'WEO Projections'!$B$51:$AH$68,AF$1,FALSE))","v":451.60061032635474},{"$f":"AF117*(1+VLOOKUP($B117,'WEO Projections'!$B$51:$AH$68,AG$1,FALSE))","v":441.42505282847821},{"$f":"AG117*(1+VLOOKUP($B117,'WEO Projections'!$B$51:$AH$68,AH$1,FALSE))","v":431.24949533060175},{"$f":"AH117*(1+VLOOKUP($B117,'WEO Projections'!$B$51:$AH$68,AI$1,FALSE))","v":421.07393783272522},{"$f":"AI117*(1+VLOOKUP($B117,'WEO Projections'!$B$51:$AH$68,AJ$1,FALSE))","v":410.8983803348487},{"$f":"AJ117*(1+VLOOKUP($B117,'WEO Projections'!$B$51:$AH$68,AK$1,FALSE))","v":403.12627499576553},{"$f":"AK117*(1+VLOOKUP($B117,'WEO Projections'!$B$51:$AH$68,AL$1,FALSE))","v":395.35416965668242},{"$f":"AL117*(1+VLOOKUP($B117,'WEO Projections'!$B$51:$AH$68,AM$1,FALSE))","v":387.58206431759936},{"$f":"AM117*(1+VLOOKUP($B117,'WEO Projections'!$B$51:$AH$68,AN$1,FALSE))","v":379.80995897851625},{"$f":"AN117*(1+VLOOKUP($B117,'WEO Projections'!$B$51:$AH$68,AO$1,FALSE))","v":372.03785363943314},{"$f":"AO117*(1+VLOOKUP($B117,'WEO Projections'!$B$51:$AH$68,AP$1,FALSE))","v":367.02056792000604},{"$f":"AP117*(1+VLOOKUP($B117,'WEO Projections'!$B$51:$AH$68,AQ$1,FALSE))","v":362.00328220057889},{"$f":"AQ117*(1+VLOOKUP($B117,'WEO Projections'!$B$51:$AH$68,AR$1,FALSE))","v":356.98599648115186},{"$f":"AR117*(1+VLOOKUP($B117,'WEO Projections'!$B$51:$AH$68,AS$1,FALSE))","v":351.96871076172471},{"$f":"AS117*(1+VLOOKUP($B117,'WEO Projections'!$B$51:$AH$68,AT$1,FALSE))","v":346.95142504229761},{"$f":"AT117*(1+VLOOKUP($B117,'WEO Projections'!$B$51:$AH$68,AU$1,FALSE))","v":345.73104119383328},{"$f":"AU117*(1+VLOOKUP($B117,'WEO Projections'!$B$51:$AH$68,AV$1,FALSE))","v":344.510657345369},{"$f":"AV117*(1+VLOOKUP($B117,'WEO Projections'!$B$51:$AH$68,AW$1,FALSE))","v":343.29027349690472},{"$f":"AW117*(1+VLOOKUP($B117,'WEO Projections'!$B$51:$AH$68,AX$1,FALSE))","v":342.06988964844049},{"$f":"AX117*(1+VLOOKUP($B117,'WEO Projections'!$B$51:$AH$68,AY$1,FALSE))","v":340.84950579997621},{"$f":"AY117*(1+VLOOKUP($B117,'WEO Projections'!$B$51:$AH$68,AZ$1,FALSE))","v":339.92474546901957},{"$f":"AZ117*(1+VLOOKUP($B117,'WEO Projections'!$B$51:$AH$68,BA$1,FALSE))","v":338.99998513806287},{"$f":"BA117*(1+VLOOKUP($B117,'WEO Projections'!$B$51:$AH$68,BB$1,FALSE))","v":338.07522480710628},{"$f":"BB117*(1+VLOOKUP($B117,'WEO Projections'!$B$51:$AH$68,BC$1,FALSE))","v":337.15046447614964},{"$f":"BC117*(1+VLOOKUP($B117,'WEO Projections'!$B$51:$AH$68,BD$1,FALSE))","v":336.22570414519294},null,447.11557653768392,387.58206431759936,356.9859964811518]
["Mongolia",{"$f":"VLOOKUP(A118,'Country Parameters'!$B$4:$T$198,19,FALSE)","v":"Non-OECD Asia"},"Mongolia","Total","CO2 per kWh of electricity (gCO2 per kWh)",718.73149999999998,1397.7501999999999,1468.7157,1666.3291999999999,1298.4263000000001,1291.9159,1078.4164000000001,915.91560000000004,1175.0989,1025.9576,1116.7334000000001,1079.8267000000001,1183.9085,983.1934,894.99019999999996,911.14689999999996,865.71780000000001,987.50419999999997,881.28989999999999,887.0258,983.49599999999998,877.29399999999998,884.1028,{"$f":"AB118*(1+VLOOKUP($B118,'WEO Projections'!$B$51:$AH$68,AC$1,FALSE))","v":865.82670240603829},{"$f":"AC118*(1+VLOOKUP($B118,'WEO Projections'!$B$51:$AH$68,AD$1,FALSE))","v":847.55060481207647},{"$f":"AD118*(1+VLOOKUP($B118,'WEO Projections'!$B$51:$AH$68,AE$1,FALSE))","v":829.27450721811476},{"$f":"AE118*(1+VLOOKUP($B118,'WEO Projections'!$B$51:$AH$68,AF$1,FALSE))","v":817.37621157756598},{"$f":"AF118*(1+VLOOKUP($B118,'WEO Projections'!$B$51:$AH$68,AG$1,FALSE))","v":805.47791593701743},{"$f":"AG118*(1+VLOOKUP($B118,'WEO Projections'!$B$51:$AH$68,AH$1,FALSE))","v":793.57962029646876},{"$f":"AH118*(1+VLOOKUP($B118,'WEO Projections'!$B$51:$AH$68,AI$1,FALSE))","v":781.68132465592009},{"$f":"AI118*(1+VLOOKUP($B118,'WEO Projections'!$B$51:$AH$68,AJ$1,FALSE))","v":769.78302901537131},{"$f":"AJ118*(1+VLOOKUP($B118,'WEO Projections'!$B$51:$AH$68,AK$1,FALSE))","v":763.38716525002303},{"$f":"AK118*(1+VLOOKUP($B118,'WEO Projections'!$B$51:$AH$68,AL$1,FALSE))","v":756.99130148467498},{"$f":"AL118*(1+VLOOKUP($B118,'WEO Projections'!$B$51:$AH$68,AM$1,FALSE))","v":750.59543771932681},{"$f":"AM118*(1+VLOOKUP($B118,'WEO Projections'!$B$51:$AH$68,AN$1,FALSE))","v":744.19957395397876},{"$f":"AN118*(1+VLOOKUP($B118,'WEO Projections'!$B$51:$AH$68,AO$1,FALSE))","v":737.80371018863059},{"$f":"AO118*(1+VLOOKUP($B118,'WEO Projections'!$B$51:$AH$68,AP$1,FALSE))","v":736.36621798475107},{"$f":"AP118*(1+VLOOKUP($B118,'WEO Projections'!$B$51:$AH$68,AQ$1,FALSE))","v":734.92872578087145},{"$f":"AQ118*(1+VLOOKUP($B118,'WEO Projections'!$B$51:$AH$68,AR$1,FALSE))","v":733.49123357699193},{"$f":"AR118*(1+VLOOKUP($B118,'WEO Projections'!$B$51:$AH$68,AS$1,FALSE))","v":732.0537413731123},{"$f":"AS118*(1+VLOOKUP($B118,'WEO Projections'!$B$51:$AH$68,AT$1,FALSE))","v":730.61624916923279},{"$f":"AT118*(1+VLOOKUP($B118,'WEO Projections'!$B$51:$AH$68,AU$1,FALSE))","v":729.78346681697417},{"$f":"AU118*(1+VLOOKUP($B118,'WEO Projections'!$B$51:$AH$68,AV$1,FALSE))","v":728.95068446471555},{"$f":"AV118*(1+VLOOKUP($B118,'WEO Projections'!$B$51:$AH$68,AW$1,FALSE))","v":728.1179021124567},{"$f":"AW118*(1+VLOOKUP($B118,'WEO Projections'!$B$51:$AH$68,AX$1,FALSE))","v":727.28511976019797},{"$f":"AX118*(1+VLOOKUP($B118,'WEO Projections'!$B$51:$AH$68,AY$1,FALSE))","v":726.45233740793924},{"$f":"AY118*(1+VLOOKUP($B118,'WEO Projections'!$B$51:$AH$68,AZ$1,FALSE))","v":726.46002195678977},{"$f":"AZ118*(1+VLOOKUP($B118,'WEO Projections'!$B$51:$AH$68,BA$1,FALSE))","v":726.46770650564019},{"$f":"BA118*(1+VLOOKUP($B118,'WEO Projections'!$B$51:$AH$68,BB$1,FALSE))","v":726.47539105449084},{"$f":"BB118*(1+VLOOKUP($B118,'WEO Projections'!$B$51:$AH$68,BC$1,FALSE))","v":726.48307560334138},{"$f":"BC118*(1+VLOOKUP($B118,'WEO Projections'!$B$51:$AH$68,BD$1,FALSE))","v":726.4907601521918},null,813.81873948982161,750.59543771932681,733.49123357699193]
["Montenegro",{"$f":"VLOOKUP(A119,'Country Parameters'!$B$4:$T$198,19,FALSE)","v":"Non-OECD"},"Montenegro","Total","CO2 per kWh of electricity (gCO2 per kWh)","..","..","..","..","..","..","..","..","..","..","..","..","..","..","..",386.12880000000001,429.58539999999999,459.71499999999997,532.95010000000002,289.5779,422.42739999999998,654.57119999999998,545.46169999999995,{"$f":"AB119*(1+VLOOKUP($B119,'WEO Projections'!$B$51:$AH$68,AC$1,FALSE))","v":531.42963109400466},{"$f":"AC119*(1+VLOOKUP($B119,'WEO Projections'!$B$51:$AH$68,AD$1,FALSE))","v":517.39756218800926},{"$f":"AD119*(1+VLOOKUP($B119,'WEO Projections'!$B$51:$AH$68,AE$1,FALSE))","v":503.36549328201397},{"$f":"AE119*(1+VLOOKUP($B119,'WEO Projections'!$B$51:$AH$68,AF$1,FALSE))","v":496.00302259918703},{"$f":"AF119*(1+VLOOKUP($B119,'WEO Projections'!$B$51:$AH$68,AG$1,FALSE))","v":488.64055191636015},{"$f":"AG119*(1+VLOOKUP($B119,'WEO Projections'!$B$51:$AH$68,AH$1,FALSE))","v":481.27808123353321},{"$f":"AH119*(1+VLOOKUP($B119,'WEO Projections'!$B$51:$AH$68,AI$1,FALSE))","v":473.91561055070628},{"$f":"AI119*(1+VLOOKUP($B119,'WEO Projections'!$B$51:$AH$68,AJ$1,FALSE))","v":466.55313986787934},{"$f":"AJ119*(1+VLOOKUP($B119,'WEO Projections'!$B$51:$AH$68,AK$1,FALSE))","v":462.19200291111844},{"$f":"AK119*(1+VLOOKUP($B119,'WEO Projections'!$B$51:$AH$68,AL$1,FALSE))","v":457.83086595435742},{"$f":"AL119*(1+VLOOKUP($B119,'WEO Projections'!$B$51:$AH$68,AM$1,FALSE))","v":453.46972899759652},{"$f":"AM119*(1+VLOOKUP($B119,'WEO Projections'!$B$51:$AH$68,AN$1,FALSE))","v":449.1085920408355},{"$f":"AN119*(1+VLOOKUP($B119,'WEO Projections'!$B$51:$AH$68,AO$1,FALSE))","v":444.7474550840746},{"$f":"AO119*(1+VLOOKUP($B119,'WEO Projections'!$B$51:$AH$68,AP$1,FALSE))","v":443.02071566106127},{"$f":"AP119*(1+VLOOKUP($B119,'WEO Projections'!$B$51:$AH$68,AQ$1,FALSE))","v":441.29397623804783},{"$f":"AQ119*(1+VLOOKUP($B119,'WEO Projections'!$B$51:$AH$68,AR$1,FALSE))","v":439.56723681503451},{"$f":"AR119*(1+VLOOKUP($B119,'WEO Projections'!$B$51:$AH$68,AS$1,FALSE))","v":437.84049739202118},{"$f":"AS119*(1+VLOOKUP($B119,'WEO Projections'!$B$51:$AH$68,AT$1,FALSE))","v":436.11375796900779},{"$f":"AT119*(1+VLOOKUP($B119,'WEO Projections'!$B$51:$AH$68,AU$1,FALSE))","v":435.34618221909977},{"$f":"AU119*(1+VLOOKUP($B119,'WEO Projections'!$B$51:$AH$68,AV$1,FALSE))","v":434.57860646919181},{"$f":"AV119*(1+VLOOKUP($B119,'WEO Projections'!$B$51:$AH$68,AW$1,FALSE))","v":433.81103071928379},{"$f":"AW119*(1+VLOOKUP($B119,'WEO Projections'!$B$51:$AH$68,AX$1,FALSE))","v":433.04345496937577},{"$f":"AX119*(1+VLOOKUP($B119,'WEO Projections'!$B$51:$AH$68,AY$1,FALSE))","v":432.27587921946775},{"$f":"AY119*(1+VLOOKUP($B119,'WEO Projections'!$B$51:$AH$68,AZ$1,FALSE))","v":432.01251440974789},{"$f":"AZ119*(1+VLOOKUP($B119,'WEO Projections'!$B$51:$AH$68,BA$1,FALSE))","v":431.74914960002803},{"$f":"BA119*(1+VLOOKUP($B119,'WEO Projections'!$B$51:$AH$68,BB$1,FALSE))","v":431.48578479030817},{"$f":"BB119*(1+VLOOKUP($B119,'WEO Projections'!$B$51:$AH$68,BC$1,FALSE))","v":431.22241998058831},{"$f":"BC119*(1+VLOOKUP($B119,'WEO Projections'!$B$51:$AH$68,BD$1,FALSE))","v":430.95905517086845},null,494.82288659146172,453.46972899759646,439.56723681503456]
["Morocco",{"$f":"VLOOKUP(A120,'Country Parameters'!$B$4:$T$198,19,FALSE)","v":"Africa"},"Morocco","Total","CO2 per kWh of electricity (gCO2 per kWh)",783.16319999999996,813.75009999999997,826.22109999999998,892.51250000000005,851.74580000000003,928.27139999999997,758.10929999999996,747.15179999999998,780.89919999999995,810.35320000000002,830.64750000000004,839.25080000000003,884.68780000000004,845.8646,859.79470000000003,829.71789999999999,819.03020000000004,802.39509999999996,786.69910000000004,698.16319999999996,683.21529999999996,725.94749999999999,696.63,{"$f":"AB120*(1+VLOOKUP($B120,'WEO Projections'!$B$51:$AH$68,AC$1,FALSE))","v":691.95887466346892},{"$f":"AC120*(1+VLOOKUP($B120,'WEO Projections'!$B$51:$AH$68,AD$1,FALSE))","v":687.28774932693796},{"$f":"AD120*(1+VLOOKUP($B120,'WEO Projections'!$B$51:$AH$68,AE$1,FALSE))","v":682.61662399040699},{"$f":"AE120*(1+VLOOKUP($B120,'WEO Projections'!$B$51:$AH$68,AF$1,FALSE))","v":669.99256460818185},{"$f":"AF120*(1+VLOOKUP($B120,'WEO Projections'!$B$51:$AH$68,AG$1,FALSE))","v":657.36850522595682},{"$f":"AG120*(1+VLOOKUP($B120,'WEO Projections'!$B$51:$AH$68,AH$1,FALSE))","v":644.74444584373157},{"$f":"AH120*(1+VLOOKUP($B120,'WEO Projections'!$B$51:$AH$68,AI$1,FALSE))","v":632.12038646150643},{"$f":"AI120*(1+VLOOKUP($B120,'WEO Projections'!$B$51:$AH$68,AJ$1,FALSE))","v":619.49632707928129},{"$f":"AJ120*(1+VLOOKUP($B120,'WEO Projections'!$B$51:$AH$68,AK$1,FALSE))","v":610.20630953881027},{"$f":"AK120*(1+VLOOKUP($B120,'WEO Projections'!$B$51:$AH$68,AL$1,FALSE))","v":600.91629199833926},{"$f":"AL120*(1+VLOOKUP($B120,'WEO Projections'!$B$51:$AH$68,AM$1,FALSE))","v":591.62627445786825},{"$f":"AM120*(1+VLOOKUP($B120,'WEO Projections'!$B$51:$AH$68,AN$1,FALSE))","v":582.33625691739735},{"$f":"AN120*(1+VLOOKUP($B120,'WEO Projections'!$B$51:$AH$68,AO$1,FALSE))","v":573.04623937692634},{"$f":"AO120*(1+VLOOKUP($B120,'WEO Projections'!$B$51:$AH$68,AP$1,FALSE))","v":563.46791630032965},{"$f":"AP120*(1+VLOOKUP($B120,'WEO Projections'!$B$51:$AH$68,AQ$1,FALSE))","v":553.88959322373296},{"$f":"AQ120*(1+VLOOKUP($B120,'WEO Projections'!$B$51:$AH$68,AR$1,FALSE))","v":544.31127014713627},{"$f":"AR120*(1+VLOOKUP($B120,'WEO Projections'!$B$51:$AH$68,AS$1,FALSE))","v":534.73294707053958},{"$f":"AS120*(1+VLOOKUP($B120,'WEO Projections'!$B$51:$AH$68,AT$1,FALSE))","v":525.15462399394289},{"$f":"AT120*(1+VLOOKUP($B120,'WEO Projections'!$B$51:$AH$68,AU$1,FALSE))","v":519.17339450080408},{"$f":"AU120*(1+VLOOKUP($B120,'WEO Projections'!$B$51:$AH$68,AV$1,FALSE))","v":513.19216500766527},{"$f":"AV120*(1+VLOOKUP($B120,'WEO Projections'!$B$51:$AH$68,AW$1,FALSE))","v":507.21093551452645},{"$f":"AW120*(1+VLOOKUP($B120,'WEO Projections'!$B$51:$AH$68,AX$1,FALSE))","v":501.2297060213877},{"$f":"AX120*(1+VLOOKUP($B120,'WEO Projections'!$B$51:$AH$68,AY$1,FALSE))","v":495.24847652824889},{"$f":"AY120*(1+VLOOKUP($B120,'WEO Projections'!$B$51:$AH$68,AZ$1,FALSE))","v":490.11318292159694},{"$f":"AZ120*(1+VLOOKUP($B120,'WEO Projections'!$B$51:$AH$68,BA$1,FALSE))","v":484.97788931494506},{"$f":"BA120*(1+VLOOKUP($B120,'WEO Projections'!$B$51:$AH$68,BB$1,FALSE))","v":479.84259570829306},{"$f":"BB120*(1+VLOOKUP($B120,'WEO Projections'!$B$51:$AH$68,BC$1,FALSE))","v":474.70730210164112},{"$f":"BC120*(1+VLOOKUP($B120,'WEO Projections'!$B$51:$AH$68,BD$1,FALSE))","v":469.57200849498923},null,660.69818464993409,591.62627445786825,544.31127014713627]
["Mozambique",{"$f":"VLOOKUP(A121,'Country Parameters'!$B$4:$T$198,19,FALSE)","v":"Africa"},"Mozambique","Total","CO2 per kWh of electricity (gCO2 per kWh)",241.38329999999999,262.19110000000001,213.4135,149.6327,65.070899999999995,63.855400000000003,54.733199999999997,29.182099999999998,2.9287999999999998,2.6335000000000002,4.7449000000000003,3.9260999999999999,3.1107999999999998,3.0804,3.1735000000000002,1.3376999999999999,1.0178,0.55359999999999998,0.39839999999999998,0.50329999999999997,0.64780000000000004,0.90720000000000001,1.1821999999999999,{"$f":"AB121*(1+VLOOKUP($B121,'WEO Projections'!$B$51:$AH$68,AC$1,FALSE))","v":1.1742729736404589},{"$f":"AC121*(1+VLOOKUP($B121,'WEO Projections'!$B$51:$AH$68,AD$1,FALSE))","v":1.1663459472809181},{"$f":"AD121*(1+VLOOKUP($B121,'WEO Projections'!$B$51:$AH$68,AE$1,FALSE))","v":1.1584189209213773},{"$f":"AE121*(1+VLOOKUP($B121,'WEO Projections'!$B$51:$AH$68,AF$1,FALSE))","v":1.1369955498324686},{"$f":"AF121*(1+VLOOKUP($B121,'WEO Projections'!$B$51:$AH$68,AG$1,FALSE))","v":1.11557217874356},{"$f":"AG121*(1+VLOOKUP($B121,'WEO Projections'!$B$51:$AH$68,AH$1,FALSE))","v":1.0941488076546511},{"$f":"AH121*(1+VLOOKUP($B121,'WEO Projections'!$B$51:$AH$68,AI$1,FALSE))","v":1.0727254365657422},{"$f":"AI121*(1+VLOOKUP($B121,'WEO Projections'!$B$51:$AH$68,AJ$1,FALSE))","v":1.0513020654768335},{"$f":"AJ121*(1+VLOOKUP($B121,'WEO Projections'!$B$51:$AH$68,AK$1,FALSE))","v":1.0355366538001258},{"$f":"AK121*(1+VLOOKUP($B121,'WEO Projections'!$B$51:$AH$68,AL$1,FALSE))","v":1.0197712421234182},{"$f":"AL121*(1+VLOOKUP($B121,'WEO Projections'!$B$51:$AH$68,AM$1,FALSE))","v":1.0040058304467105},{"$f":"AM121*(1+VLOOKUP($B121,'WEO Projections'!$B$51:$AH$68,AN$1,FALSE))","v":0.98824041877000302},{"$f":"AN121*(1+VLOOKUP($B121,'WEO Projections'!$B$51:$AH$68,AO$1,FALSE))","v":0.97247500709329548},{"$f":"AO121*(1+VLOOKUP($B121,'WEO Projections'!$B$51:$AH$68,AP$1,FALSE))","v":0.95622033310401477},{"$f":"AP121*(1+VLOOKUP($B121,'WEO Projections'!$B$51:$AH$68,AQ$1,FALSE))","v":0.93996565911473406},{"$f":"AQ121*(1+VLOOKUP($B121,'WEO Projections'!$B$51:$AH$68,AR$1,FALSE))","v":0.92371098512545335},{"$f":"AR121*(1+VLOOKUP($B121,'WEO Projections'!$B$51:$AH$68,AS$1,FALSE))","v":0.90745631113617264},{"$f":"AS121*(1+VLOOKUP($B121,'WEO Projections'!$B$51:$AH$68,AT$1,FALSE))","v":0.89120163714689193},{"$f":"AT121*(1+VLOOKUP($B121,'WEO Projections'!$B$51:$AH$68,AU$1,FALSE))","v":0.88105132850846313},{"$f":"AU121*(1+VLOOKUP($B121,'WEO Projections'!$B$51:$AH$68,AV$1,FALSE))","v":0.87090101987003432},{"$f":"AV121*(1+VLOOKUP($B121,'WEO Projections'!$B$51:$AH$68,AW$1,FALSE))","v":0.8607507112316054},{"$f":"AW121*(1+VLOOKUP($B121,'WEO Projections'!$B$51:$AH$68,AX$1,FALSE))","v":0.85060040259317671},{"$f":"AX121*(1+VLOOKUP($B121,'WEO Projections'!$B$51:$AH$68,AY$1,FALSE))","v":0.8404500939547479},{"$f":"AY121*(1+VLOOKUP($B121,'WEO Projections'!$B$51:$AH$68,AZ$1,FALSE))","v":0.83173536145430449},{"$f":"AZ121*(1+VLOOKUP($B121,'WEO Projections'!$B$51:$AH$68,BA$1,FALSE))","v":0.82302062895386108},{"$f":"BA121*(1+VLOOKUP($B121,'WEO Projections'!$B$51:$AH$68,BB$1,FALSE))","v":0.81430589645341755},{"$f":"BB121*(1+VLOOKUP($B121,'WEO Projections'!$B$51:$AH$68,BC$1,FALSE))","v":0.80559116395297414},{"$f":"BC121*(1+VLOOKUP($B121,'WEO Projections'!$B$51:$AH$68,BD$1,FALSE))","v":0.79687643145253073},null,1.1212227350145012,1.0040058304467105,0.92371098512545335]
["Burma",{"$f":"VLOOKUP(A122,'Country Parameters'!$B$4:$T$198,19,FALSE)","v":"Non-OECD Asia"},"Myanmar","Total","CO2 per kWh of electricity (gCO2 per kWh)",509.53949999999998,479.36200000000002,440.55669999999998,455.63369999999998,483.53030000000001,508.07029999999997,576.50490000000002,524.37750000000005,600.49310000000003,572.48889999999994,457.00310000000002,405.31650000000002,430.37150000000003,484.27170000000001,436.25080000000003,394.85070000000002,373.69139999999999,356.99470000000002,308.1859,199.1491,261.97489999999999,190.17099999999999,216.20570000000001,{"$f":"AB122*(1+VLOOKUP($B122,'WEO Projections'!$B$51:$AH$68,AC$1,FALSE))","v":211.73631422996195},{"$f":"AC122*(1+VLOOKUP($B122,'WEO Projections'!$B$51:$AH$68,AD$1,FALSE))","v":207.26692845992386},{"$f":"AD122*(1+VLOOKUP($B122,'WEO Projections'!$B$51:$AH$68,AE$1,FALSE))","v":202.7975426898858},{"$f":"AE122*(1+VLOOKUP($B122,'WEO Projections'!$B$51:$AH$68,AF$1,FALSE))","v":199.887836558685},{"$f":"AF122*(1+VLOOKUP($B122,'WEO Projections'!$B$51:$AH$68,AG$1,FALSE))","v":196.97813042748425},{"$f":"AG122*(1+VLOOKUP($B122,'WEO Projections'!$B$51:$AH$68,AH$1,FALSE))","v":194.06842429628347},{"$f":"AH122*(1+VLOOKUP($B122,'WEO Projections'!$B$51:$AH$68,AI$1,FALSE))","v":191.15871816508269},{"$f":"AI122*(1+VLOOKUP($B122,'WEO Projections'!$B$51:$AH$68,AJ$1,FALSE))","v":188.24901203388188},{"$f":"AJ122*(1+VLOOKUP($B122,'WEO Projections'!$B$51:$AH$68,AK$1,FALSE))","v":186.68491541243498},{"$f":"AK122*(1+VLOOKUP($B122,'WEO Projections'!$B$51:$AH$68,AL$1,FALSE))","v":185.1208187909881},{"$f":"AL122*(1+VLOOKUP($B122,'WEO Projections'!$B$51:$AH$68,AM$1,FALSE))","v":183.55672216954119},{"$f":"AM122*(1+VLOOKUP($B122,'WEO Projections'!$B$51:$AH$68,AN$1,FALSE))","v":181.99262554809431},{"$f":"AN122*(1+VLOOKUP($B122,'WEO Projections'!$B$51:$AH$68,AO$1,FALSE))","v":180.4285289266474},{"$f":"AO122*(1+VLOOKUP($B122,'WEO Projections'!$B$51:$AH$68,AP$1,FALSE))","v":180.07699287429659},{"$f":"AP122*(1+VLOOKUP($B122,'WEO Projections'!$B$51:$AH$68,AQ$1,FALSE))","v":179.72545682194576},{"$f":"AQ122*(1+VLOOKUP($B122,'WEO Projections'!$B$51:$AH$68,AR$1,FALSE))","v":179.37392076959495},{"$f":"AR122*(1+VLOOKUP($B122,'WEO Projections'!$B$51:$AH$68,AS$1,FALSE))","v":179.02238471724411},{"$f":"AS122*(1+VLOOKUP($B122,'WEO Projections'!$B$51:$AH$68,AT$1,FALSE))","v":178.6708486648933},{"$f":"AT122*(1+VLOOKUP($B122,'WEO Projections'!$B$51:$AH$68,AU$1,FALSE))","v":178.46719328520473},{"$f":"AU122*(1+VLOOKUP($B122,'WEO Projections'!$B$51:$AH$68,AV$1,FALSE))","v":178.26353790551616},{"$f":"AV122*(1+VLOOKUP($B122,'WEO Projections'!$B$51:$AH$68,AW$1,FALSE))","v":178.05988252582753},{"$f":"AW122*(1+VLOOKUP($B122,'WEO Projections'!$B$51:$AH$68,AX$1,FALSE))","v":177.85622714613893},{"$f":"AX122*(1+VLOOKUP($B122,'WEO Projections'!$B$51:$AH$68,AY$1,FALSE))","v":177.65257176645036},{"$f":"AY122*(1+VLOOKUP($B122,'WEO Projections'!$B$51:$AH$68,AZ$1,FALSE))","v":177.65445100861928},{"$f":"AZ122*(1+VLOOKUP($B122,'WEO Projections'!$B$51:$AH$68,BA$1,FALSE))","v":177.65633025078816},{"$f":"BA122*(1+VLOOKUP($B122,'WEO Projections'!$B$51:$AH$68,BB$1,FALSE))","v":177.6582094929571},{"$f":"BB122*(1+VLOOKUP($B122,'WEO Projections'!$B$51:$AH$68,BC$1,FALSE))","v":177.66008873512601},{"$f":"BC122*(1+VLOOKUP($B122,'WEO Projections'!$B$51:$AH$68,BD$1,FALSE))","v":177.66196797729489},null,199.01786335764862,183.55672216954122,179.37392076959495]
["Namibia",{"$f":"VLOOKUP(A123,'Country Parameters'!$B$4:$T$198,19,FALSE)","v":"Africa"},"Namibia","Total","CO2 per kWh of electricity (gCO2 per kWh)","..",46.699800000000003,27.270900000000001,179.36680000000001,259.75740000000002,37.278399999999998,47.9026,56.799100000000003,44.903799999999997,29.726199999999999,4.4854000000000003,6.9488000000000003,0,11.8438,3.9413,25.346399999999999,90.055999999999997,104.8972,148.21180000000001,71.417400000000001,58.975499999999997,23.783899999999999,26.995699999999999,{"$f":"AB123*(1+VLOOKUP($B123,'WEO Projections'!$B$51:$AH$68,AC$1,FALSE))","v":26.814685260113126},{"$f":"AC123*(1+VLOOKUP($B123,'WEO Projections'!$B$51:$AH$68,AD$1,FALSE))","v":26.633670520226261},{"$f":"AD123*(1+VLOOKUP($B123,'WEO Projections'!$B$51:$AH$68,AE$1,FALSE))","v":26.452655780339391},{"$f":"AE123*(1+VLOOKUP($B123,'WEO Projections'!$B$51:$AH$68,AF$1,FALSE))","v":25.963450147701213},{"$f":"AF123*(1+VLOOKUP($B123,'WEO Projections'!$B$51:$AH$68,AG$1,FALSE))","v":25.474244515063038},{"$f":"AG123*(1+VLOOKUP($B123,'WEO Projections'!$B$51:$AH$68,AH$1,FALSE))","v":24.985038882424856},{"$f":"AH123*(1+VLOOKUP($B123,'WEO Projections'!$B$51:$AH$68,AI$1,FALSE))","v":24.495833249786678},{"$f":"AI123*(1+VLOOKUP($B123,'WEO Projections'!$B$51:$AH$68,AJ$1,FALSE))","v":24.006627617148499},{"$f":"AJ123*(1+VLOOKUP($B123,'WEO Projections'!$B$51:$AH$68,AK$1,FALSE))","v":23.646622267799071},{"$f":"AK123*(1+VLOOKUP($B123,'WEO Projections'!$B$51:$AH$68,AL$1,FALSE))","v":23.286616918449642},{"$f":"AL123*(1+VLOOKUP($B123,'WEO Projections'!$B$51:$AH$68,AM$1,FALSE))","v":22.92661156910021},{"$f":"AM123*(1+VLOOKUP($B123,'WEO Projections'!$B$51:$AH$68,AN$1,FALSE))","v":22.566606219750781},{"$f":"AN123*(1+VLOOKUP($B123,'WEO Projections'!$B$51:$AH$68,AO$1,FALSE))","v":22.206600870401353},{"$f":"AO123*(1+VLOOKUP($B123,'WEO Projections'!$B$51:$AH$68,AP$1,FALSE))","v":21.835423148685546},{"$f":"AP123*(1+VLOOKUP($B123,'WEO Projections'!$B$51:$AH$68,AQ$1,FALSE))","v":21.46424542696974},{"$f":"AQ123*(1+VLOOKUP($B123,'WEO Projections'!$B$51:$AH$68,AR$1,FALSE))","v":21.093067705253933},{"$f":"AR123*(1+VLOOKUP($B123,'WEO Projections'!$B$51:$AH$68,AS$1,FALSE))","v":20.721889983538127},{"$f":"AS123*(1+VLOOKUP($B123,'WEO Projections'!$B$51:$AH$68,AT$1,FALSE))","v":20.35071226182232},{"$f":"AT123*(1+VLOOKUP($B123,'WEO Projections'!$B$51:$AH$68,AU$1,FALSE))","v":20.118928564554146},{"$f":"AU123*(1+VLOOKUP($B123,'WEO Projections'!$B$51:$AH$68,AV$1,FALSE))","v":19.887144867285976},{"$f":"AV123*(1+VLOOKUP($B123,'WEO Projections'!$B$51:$AH$68,AW$1,FALSE))","v":19.655361170017802},{"$f":"AW123*(1+VLOOKUP($B123,'WEO Projections'!$B$51:$AH$68,AX$1,FALSE))","v":19.423577472749631},{"$f":"AX123*(1+VLOOKUP($B123,'WEO Projections'!$B$51:$AH$68,AY$1,FALSE))","v":19.191793775481457},{"$f":"AY123*(1+VLOOKUP($B123,'WEO Projections'!$B$51:$AH$68,AZ$1,FALSE))","v":18.992791657259311},{"$f":"AZ123*(1+VLOOKUP($B123,'WEO Projections'!$B$51:$AH$68,BA$1,FALSE))","v":18.793789539037167},{"$f":"BA123*(1+VLOOKUP($B123,'WEO Projections'!$B$51:$AH$68,BB$1,FALSE))","v":18.59478742081502},{"$f":"BB123*(1+VLOOKUP($B123,'WEO Projections'!$B$51:$AH$68,BC$1,FALSE))","v":18.395785302592873},{"$f":"BC123*(1+VLOOKUP($B123,'WEO Projections'!$B$51:$AH$68,BD$1,FALSE))","v":18.19678318437073},null,25.603275746600378,22.926611569100213,21.093067705253933]
["Nepal",{"$f":"VLOOKUP(A124,'Country Parameters'!$B$4:$T$198,19,FALSE)","v":"Non-OECD Asia"},"Nepal","Total","CO2 per kWh of electricity (gCO2 per kWh)",0,29.178100000000001,49.875799999999998,58.2926,70.676199999999994,25.5794,25.055700000000002,72.694599999999994,73.422399999999996,34.497999999999998,12.2936,7.2827999999999999,1.601,1.4993000000000001,4.2175000000000002,5.3678999999999997,3.6968999999999999,2.4258999999999999,2.4085999999999999,3.2612999999999999,1.0555000000000001,0,3.8136000000000001,{"$f":"AB124*(1+VLOOKUP($B124,'WEO Projections'!$B$51:$AH$68,AC$1,FALSE))","v":3.7347655864178555},{"$f":"AC124*(1+VLOOKUP($B124,'WEO Projections'!$B$51:$AH$68,AD$1,FALSE))","v":3.65593117283571},{"$f":"AD124*(1+VLOOKUP($B124,'WEO Projections'!$B$51:$AH$68,AE$1,FALSE))","v":3.577096759253565},{"$f":"AE124*(1+VLOOKUP($B124,'WEO Projections'!$B$51:$AH$68,AF$1,FALSE))","v":3.5257731572303652},{"$f":"AF124*(1+VLOOKUP($B124,'WEO Projections'!$B$51:$AH$68,AG$1,FALSE))","v":3.4744495552071659},{"$f":"AG124*(1+VLOOKUP($B124,'WEO Projections'!$B$51:$AH$68,AH$1,FALSE))","v":3.4231259531839662},{"$f":"AH124*(1+VLOOKUP($B124,'WEO Projections'!$B$51:$AH$68,AI$1,FALSE))","v":3.3718023511607669},{"$f":"AI124*(1+VLOOKUP($B124,'WEO Projections'!$B$51:$AH$68,AJ$1,FALSE))","v":3.3204787491375671},{"$f":"AJ124*(1+VLOOKUP($B124,'WEO Projections'!$B$51:$AH$68,AK$1,FALSE))","v":3.2928900274916995},{"$f":"AK124*(1+VLOOKUP($B124,'WEO Projections'!$B$51:$AH$68,AL$1,FALSE))","v":3.2653013058458327},{"$f":"AL124*(1+VLOOKUP($B124,'WEO Projections'!$B$51:$AH$68,AM$1,FALSE))","v":3.2377125841999654},{"$f":"AM124*(1+VLOOKUP($B124,'WEO Projections'!$B$51:$AH$68,AN$1,FALSE))","v":3.2101238625540987},{"$f":"AN124*(1+VLOOKUP($B124,'WEO Projections'!$B$51:$AH$68,AO$1,FALSE))","v":3.1825351409082314},{"$f":"AO124*(1+VLOOKUP($B124,'WEO Projections'!$B$51:$AH$68,AP$1,FALSE))","v":3.1763344815859051},{"$f":"AP124*(1+VLOOKUP($B124,'WEO Projections'!$B$51:$AH$68,AQ$1,FALSE))","v":3.1701338222635784},{"$f":"AQ124*(1+VLOOKUP($B124,'WEO Projections'!$B$51:$AH$68,AR$1,FALSE))","v":3.1639331629412522},{"$f":"AR124*(1+VLOOKUP($B124,'WEO Projections'!$B$51:$AH$68,AS$1,FALSE))","v":3.1577325036189254},{"$f":"AS124*(1+VLOOKUP($B124,'WEO Projections'!$B$51:$AH$68,AT$1,FALSE))","v":3.1515318442965992},{"$f":"AT124*(1+VLOOKUP($B124,'WEO Projections'!$B$51:$AH$68,AU$1,FALSE))","v":3.1479396163582036},{"$f":"AU124*(1+VLOOKUP($B124,'WEO Projections'!$B$51:$AH$68,AV$1,FALSE))","v":3.1443473884198081},{"$f":"AV124*(1+VLOOKUP($B124,'WEO Projections'!$B$51:$AH$68,AW$1,FALSE))","v":3.1407551604814117},{"$f":"AW124*(1+VLOOKUP($B124,'WEO Projections'!$B$51:$AH$68,AX$1,FALSE))","v":3.1371629325430161},{"$f":"AX124*(1+VLOOKUP($B124,'WEO Projections'!$B$51:$AH$68,AY$1,FALSE))","v":3.1335707046046206},{"$f":"AY124*(1+VLOOKUP($B124,'WEO Projections'!$B$51:$AH$68,AZ$1,FALSE))","v":3.1336038521022829},{"$f":"AZ124*(1+VLOOKUP($B124,'WEO Projections'!$B$51:$AH$68,BA$1,FALSE))","v":3.1336369995999451},{"$f":"BA124*(1+VLOOKUP($B124,'WEO Projections'!$B$51:$AH$68,BB$1,FALSE))","v":3.1336701470976078},{"$f":"BB124*(1+VLOOKUP($B124,'WEO Projections'!$B$51:$AH$68,BC$1,FALSE))","v":3.1337032945952701},{"$f":"BC124*(1+VLOOKUP($B124,'WEO Projections'!$B$51:$AH$68,BD$1,FALSE))","v":3.1337364420929323},null,3.51042791055337,3.2377125841999659,3.1639331629412522]
["Netherlands",{"$f":"VLOOKUP(A125,'Country Parameters'!$B$4:$T$198,19,FALSE)","v":"OECD Europe"},"Netherlands","Total","CO2 per kWh of electricity (gCO2 per kWh)",607.07420000000002,592.5403,583.22450000000003,601.29060000000004,588.86379999999997,546.27279999999996,521.40279999999996,505.33789999999999,493.50400000000002,501.2201,477.65769999999998,493.9776,481.01859999999999,484.565,467.20800000000003,454.52280000000002,452.78489999999999,455.20929999999998,442.5804,420.40069999999997,415.47500000000002,404.53219999999999,440.69659999999999,{"$f":"AB125*(1+VLOOKUP($B125,'WEO Projections'!$B$51:$AH$68,AC$1,FALSE))","v":430.08682738098884},{"$f":"AC125*(1+VLOOKUP($B125,'WEO Projections'!$B$51:$AH$68,AD$1,FALSE))","v":419.47705476197757},{"$f":"AD125*(1+VLOOKUP($B125,'WEO Projections'!$B$51:$AH$68,AE$1,FALSE))","v":408.86728214296642},{"$f":"AE125*(1+VLOOKUP($B125,'WEO Projections'!$B$51:$AH$68,AF$1,FALSE))","v":400.85560722669044},{"$f":"AF125*(1+VLOOKUP($B125,'WEO Projections'!$B$51:$AH$68,AG$1,FALSE))","v":392.84393231041446},{"$f":"AG125*(1+VLOOKUP($B125,'WEO Projections'!$B$51:$AH$68,AH$1,FALSE))","v":384.83225739413848},{"$f":"AH125*(1+VLOOKUP($B125,'WEO Projections'!$B$51:$AH$68,AI$1,FALSE))","v":376.8205824778625},{"$f":"AI125*(1+VLOOKUP($B125,'WEO Projections'!$B$51:$AH$68,AJ$1,FALSE))","v":368.80890756158652},{"$f":"AJ125*(1+VLOOKUP($B125,'WEO Projections'!$B$51:$AH$68,AK$1,FALSE))","v":366.02157648512383},{"$f":"AK125*(1+VLOOKUP($B125,'WEO Projections'!$B$51:$AH$68,AL$1,FALSE))","v":363.23424540866114},{"$f":"AL125*(1+VLOOKUP($B125,'WEO Projections'!$B$51:$AH$68,AM$1,FALSE))","v":360.44691433219839},{"$f":"AM125*(1+VLOOKUP($B125,'WEO Projections'!$B$51:$AH$68,AN$1,FALSE))","v":357.65958325573564},{"$f":"AN125*(1+VLOOKUP($B125,'WEO Projections'!$B$51:$AH$68,AO$1,FALSE))","v":354.87225217927295},{"$f":"AO125*(1+VLOOKUP($B125,'WEO Projections'!$B$51:$AH$68,AP$1,FALSE))","v":350.88972471009885},{"$f":"AP125*(1+VLOOKUP($B125,'WEO Projections'!$B$51:$AH$68,AQ$1,FALSE))","v":346.9071972409248},{"$f":"AQ125*(1+VLOOKUP($B125,'WEO Projections'!$B$51:$AH$68,AR$1,FALSE))","v":342.9246697717507},{"$f":"AR125*(1+VLOOKUP($B125,'WEO Projections'!$B$51:$AH$68,AS$1,FALSE))","v":338.94214230257666},{"$f":"AS125*(1+VLOOKUP($B125,'WEO Projections'!$B$51:$AH$68,AT$1,FALSE))","v":334.95961483340255},{"$f":"AT125*(1+VLOOKUP($B125,'WEO Projections'!$B$51:$AH$68,AU$1,FALSE))","v":330.1628081945309},{"$f":"AU125*(1+VLOOKUP($B125,'WEO Projections'!$B$51:$AH$68,AV$1,FALSE))","v":325.36600155565924},{"$f":"AV125*(1+VLOOKUP($B125,'WEO Projections'!$B$51:$AH$68,AW$1,FALSE))","v":320.56919491678758},{"$f":"AW125*(1+VLOOKUP($B125,'WEO Projections'!$B$51:$AH$68,AX$1,FALSE))","v":315.77238827791592},{"$f":"AX125*(1+VLOOKUP($B125,'WEO Projections'!$B$51:$AH$68,AY$1,FALSE))","v":310.97558163904426},{"$f":"AY125*(1+VLOOKUP($B125,'WEO Projections'!$B$51:$AH$68,AZ$1,FALSE))","v":309.77502781268879},{"$f":"AZ125*(1+VLOOKUP($B125,'WEO Projections'!$B$51:$AH$68,BA$1,FALSE))","v":308.57447398633332},{"$f":"BA125*(1+VLOOKUP($B125,'WEO Projections'!$B$51:$AH$68,BB$1,FALSE))","v":307.3739201599779},{"$f":"BB125*(1+VLOOKUP($B125,'WEO Projections'!$B$51:$AH$68,BC$1,FALSE))","v":306.17336633362243},{"$f":"BC125*(1+VLOOKUP($B125,'WEO Projections'!$B$51:$AH$68,BD$1,FALSE))","v":304.97281250726695},null,397.82405640707816,360.44691433219839,342.92466977175076]
["Netherlands Antilles","OECD Europe","Netherlands Antilles","Total","CO2 per kWh of electricity (gCO2 per kWh)",717.14049999999997,714.98379999999997,718.32240000000002,718.10339999999997,716.64469999999994,714.06640000000004,712.40589999999997,713.04110000000003,715.02340000000004,713.73850000000004,714.14009999999996,714.22559999999999,714.05840000000001,714.35730000000001,712.505,710.54650000000004,710.35220000000004,708.47209999999995,706.54349999999999,706.89829999999995,707.50490000000002,706.43700000000001,706.81550000000004,{"$f":"AB126*(1+VLOOKUP($B126,'WEO Projections'!$B$51:$AH$68,AC$1,FALSE))","v":689.7989136714632},{"$f":"AC126*(1+VLOOKUP($B126,'WEO Projections'!$B$51:$AH$68,AD$1,FALSE))","v":672.78232734292624},{"$f":"AD126*(1+VLOOKUP($B126,'WEO Projections'!$B$51:$AH$68,AE$1,FALSE))","v":655.76574101438939},{"$f":"AE126*(1+VLOOKUP($B126,'WEO Projections'!$B$51:$AH$68,AF$1,FALSE))","v":642.9161387896728},{"$f":"AF126*(1+VLOOKUP($B126,'WEO Projections'!$B$51:$AH$68,AG$1,FALSE))","v":630.06653656495621},{"$f":"AG126*(1+VLOOKUP($B126,'WEO Projections'!$B$51:$AH$68,AH$1,FALSE))","v":617.21693434023962},{"$f":"AH126*(1+VLOOKUP($B126,'WEO Projections'!$B$51:$AH$68,AI$1,FALSE))","v":604.36733211552303},{"$f":"AI126*(1+VLOOKUP($B126,'WEO Projections'!$B$51:$AH$68,AJ$1,FALSE))","v":591.51772989080644},{"$f":"AJ126*(1+VLOOKUP($B126,'WEO Projections'!$B$51:$AH$68,AK$1,FALSE))","v":587.04724201212639},{"$f":"AK126*(1+VLOOKUP($B126,'WEO Projections'!$B$51:$AH$68,AL$1,FALSE))","v":582.57675413344634},{"$f":"AL126*(1+VLOOKUP($B126,'WEO Projections'!$B$51:$AH$68,AM$1,FALSE))","v":578.10626625476618},{"$f":"AM126*(1+VLOOKUP($B126,'WEO Projections'!$B$51:$AH$68,AN$1,FALSE))","v":573.63577837608602},{"$f":"AN126*(1+VLOOKUP($B126,'WEO Projections'!$B$51:$AH$68,AO$1,FALSE))","v":569.16529049740598},{"$f":"AO126*(1+VLOOKUP($B126,'WEO Projections'!$B$51:$AH$68,AP$1,FALSE))","v":562.77787533607273},{"$f":"AP126*(1+VLOOKUP($B126,'WEO Projections'!$B$51:$AH$68,AQ$1,FALSE))","v":556.39046017473947},{"$f":"AQ126*(1+VLOOKUP($B126,'WEO Projections'!$B$51:$AH$68,AR$1,FALSE))","v":550.00304501340622},{"$f":"AR126*(1+VLOOKUP($B126,'WEO Projections'!$B$51:$AH$68,AS$1,FALSE))","v":543.61562985207297},{"$f":"AS126*(1+VLOOKUP($B126,'WEO Projections'!$B$51:$AH$68,AT$1,FALSE))","v":537.22821469073972},{"$f":"AT126*(1+VLOOKUP($B126,'WEO Projections'!$B$51:$AH$68,AU$1,FALSE))","v":529.53481001537489},{"$f":"AU126*(1+VLOOKUP($B126,'WEO Projections'!$B$51:$AH$68,AV$1,FALSE))","v":521.84140534001006},{"$f":"AV126*(1+VLOOKUP($B126,'WEO Projections'!$B$51:$AH$68,AW$1,FALSE))","v":514.14800066464522},{"$f":"AW126*(1+VLOOKUP($B126,'WEO Projections'!$B$51:$AH$68,AX$1,FALSE))","v":506.45459598928034},{"$f":"AX126*(1+VLOOKUP($B126,'WEO Projections'!$B$51:$AH$68,AY$1,FALSE))","v":498.7611913139155},{"$f":"AY126*(1+VLOOKUP($B126,'WEO Projections'!$B$51:$AH$68,AZ$1,FALSE))","v":496.83567145954777},{"$f":"AZ126*(1+VLOOKUP($B126,'WEO Projections'!$B$51:$AH$68,BA$1,FALSE))","v":494.91015160518003},{"$f":"BA126*(1+VLOOKUP($B126,'WEO Projections'!$B$51:$AH$68,BB$1,FALSE))","v":492.98463175081235},{"$f":"BB126*(1+VLOOKUP($B126,'WEO Projections'!$B$51:$AH$68,BC$1,FALSE))","v":491.05911189644462},{"$f":"BC126*(1+VLOOKUP($B126,'WEO Projections'!$B$51:$AH$68,BD$1,FALSE))","v":489.13359204207688},null,638.05395671624717,578.10626625476618,550.00304501340622]
["New Zealand",{"$f":"VLOOKUP(A127,'Country Parameters'!$B$4:$T$198,19,FALSE)","v":"OECD Asia Oceania"},"New Zealand","Total","CO2 per kWh of electricity (gCO2 per kWh)",108.9357,117.9631,151.94720000000001,121.4607,98.251199999999997,89.001099999999994,112.2766,165.16659999999999,147.8785,178.02680000000001,164.93109999999999,205.45259999999999,176.5729,212.9639,195.613,236.51849999999999,230.80879999999999,195.84729999999999,214.64830000000001,167.87989999999999,151.27979999999999,140.76830000000001,173.28200000000001,{"$f":"AB127*(1+VLOOKUP($B127,'WEO Projections'!$B$51:$AH$68,AC$1,FALSE))","v":171.19563292824077},{"$f":"AC127*(1+VLOOKUP($B127,'WEO Projections'!$B$51:$AH$68,AD$1,FALSE))","v":169.10926585648153},{"$f":"AD127*(1+VLOOKUP($B127,'WEO Projections'!$B$51:$AH$68,AE$1,FALSE))","v":167.02289878472229},{"$f":"AE127*(1+VLOOKUP($B127,'WEO Projections'!$B$51:$AH$68,AF$1,FALSE))","v":161.14493990441159},{"$f":"AF127*(1+VLOOKUP($B127,'WEO Projections'!$B$51:$AH$68,AG$1,FALSE))","v":155.26698102410089},{"$f":"AG127*(1+VLOOKUP($B127,'WEO Projections'!$B$51:$AH$68,AH$1,FALSE))","v":149.38902214379019},{"$f":"AH127*(1+VLOOKUP($B127,'WEO Projections'!$B$51:$AH$68,AI$1,FALSE))","v":143.51106326347949},{"$f":"AI127*(1+VLOOKUP($B127,'WEO Projections'!$B$51:$AH$68,AJ$1,FALSE))","v":137.63310438316879},{"$f":"AJ127*(1+VLOOKUP($B127,'WEO Projections'!$B$51:$AH$68,AK$1,FALSE))","v":135.65766327132565},{"$f":"AK127*(1+VLOOKUP($B127,'WEO Projections'!$B$51:$AH$68,AL$1,FALSE))","v":133.68222215948251},{"$f":"AL127*(1+VLOOKUP($B127,'WEO Projections'!$B$51:$AH$68,AM$1,FALSE))","v":131.70678104763937},{"$f":"AM127*(1+VLOOKUP($B127,'WEO Projections'!$B$51:$AH$68,AN$1,FALSE))","v":129.73133993579623},{"$f":"AN127*(1+VLOOKUP($B127,'WEO Projections'!$B$51:$AH$68,AO$1,FALSE))","v":127.75589882395307},{"$f":"AO127*(1+VLOOKUP($B127,'WEO Projections'!$B$51:$AH$68,AP$1,FALSE))","v":126.39533711152556},{"$f":"AP127*(1+VLOOKUP($B127,'WEO Projections'!$B$51:$AH$68,AQ$1,FALSE))","v":125.03477539909804},{"$f":"AQ127*(1+VLOOKUP($B127,'WEO Projections'!$B$51:$AH$68,AR$1,FALSE))","v":123.6742136866705},{"$f":"AR127*(1+VLOOKUP($B127,'WEO Projections'!$B$51:$AH$68,AS$1,FALSE))","v":122.31365197424299},{"$f":"AS127*(1+VLOOKUP($B127,'WEO Projections'!$B$51:$AH$68,AT$1,FALSE))","v":120.95309026181546},{"$f":"AT127*(1+VLOOKUP($B127,'WEO Projections'!$B$51:$AH$68,AU$1,FALSE))","v":119.55570651288046},{"$f":"AU127*(1+VLOOKUP($B127,'WEO Projections'!$B$51:$AH$68,AV$1,FALSE))","v":118.15832276394545},{"$f":"AV127*(1+VLOOKUP($B127,'WEO Projections'!$B$51:$AH$68,AW$1,FALSE))","v":116.76093901501046},{"$f":"AW127*(1+VLOOKUP($B127,'WEO Projections'!$B$51:$AH$68,AX$1,FALSE))","v":115.36355526607547},{"$f":"AX127*(1+VLOOKUP($B127,'WEO Projections'!$B$51:$AH$68,AY$1,FALSE))","v":113.96617151714047},{"$f":"AY127*(1+VLOOKUP($B127,'WEO Projections'!$B$51:$AH$68,AZ$1,FALSE))","v":112.80158534648028},{"$f":"AZ127*(1+VLOOKUP($B127,'WEO Projections'!$B$51:$AH$68,BA$1,FALSE))","v":111.63699917582011},{"$f":"BA127*(1+VLOOKUP($B127,'WEO Projections'!$B$51:$AH$68,BB$1,FALSE))","v":110.47241300515995},{"$f":"BB127*(1+VLOOKUP($B127,'WEO Projections'!$B$51:$AH$68,BC$1,FALSE))","v":109.30782683449976},{"$f":"BC127*(1+VLOOKUP($B127,'WEO Projections'!$B$51:$AH$68,BD$1,FALSE))","v":108.14324066383959},null,156.78411353604943,131.70678104763937,123.67421368667051]
["Nicaragua",{"$f":"VLOOKUP(A128,'Country Parameters'!$B$4:$T$198,19,FALSE)","v":"Latin America"},"Nicaragua","Total","CO2 per kWh of electricity (gCO2 per kWh)",344.86,357.87060000000002,432.43079999999998,385.8202,441.6352,473.41730000000001,474.9187,497.81810000000002,621.68359999999996,588.22950000000003,590.69590000000005,598.85829999999999,567.67330000000004,543.3741,536.05029999999999,481.20620000000002,521.89020000000005,533.10130000000004,480.03210000000001,505.81229999999999,460.08440000000002,470.84989999999999,406.62540000000001,{"$f":"AB128*(1+VLOOKUP($B128,'WEO Projections'!$B$51:$AH$68,AC$1,FALSE))","v":402.65345995005521},{"$f":"AC128*(1+VLOOKUP($B128,'WEO Projections'!$B$51:$AH$68,AD$1,FALSE))","v":398.68151990011046},{"$f":"AD128*(1+VLOOKUP($B128,'WEO Projections'!$B$51:$AH$68,AE$1,FALSE))","v":394.70957985016565},{"$f":"AE128*(1+VLOOKUP($B128,'WEO Projections'!$B$51:$AH$68,AF$1,FALSE))","v":387.83775801631316},{"$f":"AF128*(1+VLOOKUP($B128,'WEO Projections'!$B$51:$AH$68,AG$1,FALSE))","v":380.96593618246061},{"$f":"AG128*(1+VLOOKUP($B128,'WEO Projections'!$B$51:$AH$68,AH$1,FALSE))","v":374.09411434860812},{"$f":"AH128*(1+VLOOKUP($B128,'WEO Projections'!$B$51:$AH$68,AI$1,FALSE))","v":367.22229251475551},{"$f":"AI128*(1+VLOOKUP($B128,'WEO Projections'!$B$51:$AH$68,AJ$1,FALSE))","v":360.35047068090302},{"$f":"AJ128*(1+VLOOKUP($B128,'WEO Projections'!$B$51:$AH$68,AK$1,FALSE))","v":358.10355621520648},{"$f":"AK128*(1+VLOOKUP($B128,'WEO Projections'!$B$51:$AH$68,AL$1,FALSE))","v":355.85664174951},{"$f":"AL128*(1+VLOOKUP($B128,'WEO Projections'!$B$51:$AH$68,AM$1,FALSE))","v":353.60972728381353},{"$f":"AM128*(1+VLOOKUP($B128,'WEO Projections'!$B$51:$AH$68,AN$1,FALSE))","v":351.36281281811705},{"$f":"AN128*(1+VLOOKUP($B128,'WEO Projections'!$B$51:$AH$68,AO$1,FALSE))","v":349.11589835242057},{"$f":"AO128*(1+VLOOKUP($B128,'WEO Projections'!$B$51:$AH$68,AP$1,FALSE))","v":347.39782171772362},{"$f":"AP128*(1+VLOOKUP($B128,'WEO Projections'!$B$51:$AH$68,AQ$1,FALSE))","v":345.6797450830266},{"$f":"AQ128*(1+VLOOKUP($B128,'WEO Projections'!$B$51:$AH$68,AR$1,FALSE))","v":343.96166844832965},{"$f":"AR128*(1+VLOOKUP($B128,'WEO Projections'!$B$51:$AH$68,AS$1,FALSE))","v":342.24359181363263},{"$f":"AS128*(1+VLOOKUP($B128,'WEO Projections'!$B$51:$AH$68,AT$1,FALSE))","v":340.52551517893568},{"$f":"AT128*(1+VLOOKUP($B128,'WEO Projections'!$B$51:$AH$68,AU$1,FALSE))","v":342.56209166134806},{"$f":"AU128*(1+VLOOKUP($B128,'WEO Projections'!$B$51:$AH$68,AV$1,FALSE))","v":344.59866814376045},{"$f":"AV128*(1+VLOOKUP($B128,'WEO Projections'!$B$51:$AH$68,AW$1,FALSE))","v":346.63524462617289},{"$f":"AW128*(1+VLOOKUP($B128,'WEO Projections'!$B$51:$AH$68,AX$1,FALSE))","v":348.67182110858533},{"$f":"AX128*(1+VLOOKUP($B128,'WEO Projections'!$B$51:$AH$68,AY$1,FALSE))","v":350.70839759099772},{"$f":"AY128*(1+VLOOKUP($B128,'WEO Projections'!$B$51:$AH$68,AZ$1,FALSE))","v":352.09683821809563},{"$f":"AZ128*(1+VLOOKUP($B128,'WEO Projections'!$B$51:$AH$68,BA$1,FALSE))","v":353.48527884519348},{"$f":"BA128*(1+VLOOKUP($B128,'WEO Projections'!$B$51:$AH$68,BB$1,FALSE))","v":354.87371947229144},{"$f":"BB128*(1+VLOOKUP($B128,'WEO Projections'!$B$51:$AH$68,BC$1,FALSE))","v":356.26216009938929},{"$f":"BC128*(1+VLOOKUP($B128,'WEO Projections'!$B$51:$AH$68,BD$1,FALSE))","v":357.6506007264872},null,383.31439143042149,353.60972728381358,343.96166844832959]
["Nigeria",{"$f":"VLOOKUP(A129,'Country Parameters'!$B$4:$T$198,19,FALSE)","v":"Africa"},"Nigeria","Total","CO2 per kWh of electricity (gCO2 per kWh)",420.47949999999997,353.26690000000002,363.48950000000002,392.52170000000001,317.21699999999998,337.08879999999999,347.5018,368.58929999999998,393.12439999999998,390.07990000000001,453.48910000000001,400.76600000000002,327.99290000000002,316.90589999999997,334.48349999999999,336.49279999999999,366.1232,366.12810000000002,366.12279999999998,387.21929999999998,379.67840000000001,392.93900000000002,403.22390000000001,{"$f":"AB129*(1+VLOOKUP($B129,'WEO Projections'!$B$51:$AH$68,AC$1,FALSE))","v":400.52015572314593},{"$f":"AC129*(1+VLOOKUP($B129,'WEO Projections'!$B$51:$AH$68,AD$1,FALSE))","v":397.81641144629191},{"$f":"AD129*(1+VLOOKUP($B129,'WEO Projections'!$B$51:$AH$68,AE$1,FALSE))","v":395.11266716943788},{"$f":"AE129*(1+VLOOKUP($B129,'WEO Projections'!$B$51:$AH$68,AF$1,FALSE))","v":387.80559963296599},{"$f":"AF129*(1+VLOOKUP($B129,'WEO Projections'!$B$51:$AH$68,AG$1,FALSE))","v":380.49853209649416},{"$f":"AG129*(1+VLOOKUP($B129,'WEO Projections'!$B$51:$AH$68,AH$1,FALSE))","v":373.19146456002221},{"$f":"AH129*(1+VLOOKUP($B129,'WEO Projections'!$B$51:$AH$68,AI$1,FALSE))","v":365.88439702355032},{"$f":"AI129*(1+VLOOKUP($B129,'WEO Projections'!$B$51:$AH$68,AJ$1,FALSE))","v":358.57732948707843},{"$f":"AJ129*(1+VLOOKUP($B129,'WEO Projections'!$B$51:$AH$68,AK$1,FALSE))","v":353.20007455442101},{"$f":"AK129*(1+VLOOKUP($B129,'WEO Projections'!$B$51:$AH$68,AL$1,FALSE))","v":347.82281962176364},{"$f":"AL129*(1+VLOOKUP($B129,'WEO Projections'!$B$51:$AH$68,AM$1,FALSE))","v":342.44556468910622},{"$f":"AM129*(1+VLOOKUP($B129,'WEO Projections'!$B$51:$AH$68,AN$1,FALSE))","v":337.06830975644885},{"$f":"AN129*(1+VLOOKUP($B129,'WEO Projections'!$B$51:$AH$68,AO$1,FALSE))","v":331.69105482379149},{"$f":"AO129*(1+VLOOKUP($B129,'WEO Projections'!$B$51:$AH$68,AP$1,FALSE))","v":326.14692266410083},{"$f":"AP129*(1+VLOOKUP($B129,'WEO Projections'!$B$51:$AH$68,AQ$1,FALSE))","v":320.60279050441017},{"$f":"AQ129*(1+VLOOKUP($B129,'WEO Projections'!$B$51:$AH$68,AR$1,FALSE))","v":315.0586583447195},{"$f":"AR129*(1+VLOOKUP($B129,'WEO Projections'!$B$51:$AH$68,AS$1,FALSE))","v":309.51452618502884},{"$f":"AS129*(1+VLOOKUP($B129,'WEO Projections'!$B$51:$AH$68,AT$1,FALSE))","v":303.97039402533812},{"$f":"AT129*(1+VLOOKUP($B129,'WEO Projections'!$B$51:$AH$68,AU$1,FALSE))","v":300.50833427623394},{"$f":"AU129*(1+VLOOKUP($B129,'WEO Projections'!$B$51:$AH$68,AV$1,FALSE))","v":297.04627452712975},{"$f":"AV129*(1+VLOOKUP($B129,'WEO Projections'!$B$51:$AH$68,AW$1,FALSE))","v":293.58421477802557},{"$f":"AW129*(1+VLOOKUP($B129,'WEO Projections'!$B$51:$AH$68,AX$1,FALSE))","v":290.12215502892144},{"$f":"AX129*(1+VLOOKUP($B129,'WEO Projections'!$B$51:$AH$68,AY$1,FALSE))","v":286.66009527981726},{"$f":"AY129*(1+VLOOKUP($B129,'WEO Projections'!$B$51:$AH$68,AZ$1,FALSE))","v":283.68768077610758},{"$f":"AZ129*(1+VLOOKUP($B129,'WEO Projections'!$B$51:$AH$68,BA$1,FALSE))","v":280.71526627239797},{"$f":"BA129*(1+VLOOKUP($B129,'WEO Projections'!$B$51:$AH$68,BB$1,FALSE))","v":277.7428517686883},{"$f":"BB129*(1+VLOOKUP($B129,'WEO Projections'!$B$51:$AH$68,BC$1,FALSE))","v":274.77043726497863},{"$f":"BC129*(1+VLOOKUP($B129,'WEO Projections'!$B$51:$AH$68,BD$1,FALSE))","v":271.79802276126901},null,382.42581964237331,342.44556468910622,315.0586583447195]
["Norway",{"$f":"VLOOKUP(A130,'Country Parameters'!$B$4:$T$198,19,FALSE)","v":"OECD Europe"},"Norway","Total","CO2 per kWh of electricity (gCO2 per kWh)",1.3859999999999999,1.5996999999999999,1.2245999999999999,1.3089,1.8139000000000001,1.5417000000000001,1.9714,1.6672,1.6133,1.7255,1.2170000000000001,2.3235000000000001,1.8855999999999999,2.7947000000000002,2.7357,2.1865000000000001,2.7887,3.5707,2.5653000000000001,11.148999999999999,16.427399999999999,12.9239,8.0572999999999997,{"$f":"AB130*(1+VLOOKUP($B130,'WEO Projections'!$B$51:$AH$68,AC$1,FALSE))","v":7.8633204664089567},{"$f":"AC130*(1+VLOOKUP($B130,'WEO Projections'!$B$51:$AH$68,AD$1,FALSE))","v":7.6693409328179118},{"$f":"AD130*(1+VLOOKUP($B130,'WEO Projections'!$B$51:$AH$68,AE$1,FALSE))","v":7.4753613992268688},{"$f":"AE130*(1+VLOOKUP($B130,'WEO Projections'!$B$51:$AH$68,AF$1,FALSE))","v":7.3288831457007229},{"$f":"AF130*(1+VLOOKUP($B130,'WEO Projections'!$B$51:$AH$68,AG$1,FALSE))","v":7.1824048921745778},{"$f":"AG130*(1+VLOOKUP($B130,'WEO Projections'!$B$51:$AH$68,AH$1,FALSE))","v":7.0359266386484327},{"$f":"AH130*(1+VLOOKUP($B130,'WEO Projections'!$B$51:$AH$68,AI$1,FALSE))","v":6.8894483851222867},{"$f":"AI130*(1+VLOOKUP($B130,'WEO Projections'!$B$51:$AH$68,AJ$1,FALSE))","v":6.7429701315961408},{"$f":"AJ130*(1+VLOOKUP($B130,'WEO Projections'!$B$51:$AH$68,AK$1,FALSE))","v":6.6920090788392486},{"$f":"AK130*(1+VLOOKUP($B130,'WEO Projections'!$B$51:$AH$68,AL$1,FALSE))","v":6.6410480260823563},{"$f":"AL130*(1+VLOOKUP($B130,'WEO Projections'!$B$51:$AH$68,AM$1,FALSE))","v":6.5900869733254632},{"$f":"AM130*(1+VLOOKUP($B130,'WEO Projections'!$B$51:$AH$68,AN$1,FALSE))","v":6.539125920568571},{"$f":"AN130*(1+VLOOKUP($B130,'WEO Projections'!$B$51:$AH$68,AO$1,FALSE))","v":6.4881648678116788},{"$f":"AO130*(1+VLOOKUP($B130,'WEO Projections'!$B$51:$AH$68,AP$1,FALSE))","v":6.4153519199074367},{"$f":"AP130*(1+VLOOKUP($B130,'WEO Projections'!$B$51:$AH$68,AQ$1,FALSE))","v":6.3425389720031955},{"$f":"AQ130*(1+VLOOKUP($B130,'WEO Projections'!$B$51:$AH$68,AR$1,FALSE))","v":6.2697260240989534},{"$f":"AR130*(1+VLOOKUP($B130,'WEO Projections'!$B$51:$AH$68,AS$1,FALSE))","v":6.1969130761947122},{"$f":"AS130*(1+VLOOKUP($B130,'WEO Projections'!$B$51:$AH$68,AT$1,FALSE))","v":6.124100128290471},{"$f":"AT130*(1+VLOOKUP($B130,'WEO Projections'!$B$51:$AH$68,AU$1,FALSE))","v":6.0363996329125156},{"$f":"AU130*(1+VLOOKUP($B130,'WEO Projections'!$B$51:$AH$68,AV$1,FALSE))","v":5.9486991375345601},{"$f":"AV130*(1+VLOOKUP($B130,'WEO Projections'!$B$51:$AH$68,AW$1,FALSE))","v":5.8609986421566047},{"$f":"AW130*(1+VLOOKUP($B130,'WEO Projections'!$B$51:$AH$68,AX$1,FALSE))","v":5.7732981467786493},{"$f":"AX130*(1+VLOOKUP($B130,'WEO Projections'!$B$51:$AH$68,AY$1,FALSE))","v":5.6855976514006938},{"$f":"AY130*(1+VLOOKUP($B130,'WEO Projections'!$B$51:$AH$68,AZ$1,FALSE))","v":5.6636478057583766},{"$f":"AZ130*(1+VLOOKUP($B130,'WEO Projections'!$B$51:$AH$68,BA$1,FALSE))","v":5.6416979601160602},{"$f":"BA130*(1+VLOOKUP($B130,'WEO Projections'!$B$51:$AH$68,BB$1,FALSE))","v":5.6197481144737438},{"$f":"BB130*(1+VLOOKUP($B130,'WEO Projections'!$B$51:$AH$68,BC$1,FALSE))","v":5.5977982688314265},{"$f":"BC130*(1+VLOOKUP($B130,'WEO Projections'!$B$51:$AH$68,BD$1,FALSE))","v":5.5758484231891092},null,7.2734569989619873,6.5900869733254623,6.2697260240989534]
["Oman",{"$f":"VLOOKUP(A131,'Country Parameters'!$B$4:$T$198,19,FALSE)","v":"Middle East"},"Oman","Total","CO2 per kWh of electricity (gCO2 per kWh)",762.28589999999997,774.89559999999994,854.38980000000004,848.42049999999995,850.23059999999998,830.35249999999996,785.54179999999997,757.33180000000004,751.09950000000003,808.9375,795.39890000000003,816.48069999999996,829.40980000000002,853.39639999999997,885.12049999999999,692.65129999999999,694.28530000000001,681.62220000000002,662.17420000000004,647.00229999999999,638.19579999999996,614.83569999999997,602.0761,{"$f":"AB131*(1+VLOOKUP($B131,'WEO Projections'!$B$51:$AH$68,AC$1,FALSE))","v":583.47606221206308},{"$f":"AC131*(1+VLOOKUP($B131,'WEO Projections'!$B$51:$AH$68,AD$1,FALSE))","v":564.87602442412606},{"$f":"AD131*(1+VLOOKUP($B131,'WEO Projections'!$B$51:$AH$68,AE$1,FALSE))","v":546.27598663618915},{"$f":"AE131*(1+VLOOKUP($B131,'WEO Projections'!$B$51:$AH$68,AF$1,FALSE))","v":533.50357166063736},{"$f":"AF131*(1+VLOOKUP($B131,'WEO Projections'!$B$51:$AH$68,AG$1,FALSE))","v":520.73115668508569},{"$f":"AG131*(1+VLOOKUP($B131,'WEO Projections'!$B$51:$AH$68,AH$1,FALSE))","v":507.95874170953391},{"$f":"AH131*(1+VLOOKUP($B131,'WEO Projections'!$B$51:$AH$68,AI$1,FALSE))","v":495.18632673398224},{"$f":"AI131*(1+VLOOKUP($B131,'WEO Projections'!$B$51:$AH$68,AJ$1,FALSE))","v":482.41391175843046},{"$f":"AJ131*(1+VLOOKUP($B131,'WEO Projections'!$B$51:$AH$68,AK$1,FALSE))","v":471.32103485361813},{"$f":"AK131*(1+VLOOKUP($B131,'WEO Projections'!$B$51:$AH$68,AL$1,FALSE))","v":460.22815794880586},{"$f":"AL131*(1+VLOOKUP($B131,'WEO Projections'!$B$51:$AH$68,AM$1,FALSE))","v":449.13528104399353},{"$f":"AM131*(1+VLOOKUP($B131,'WEO Projections'!$B$51:$AH$68,AN$1,FALSE))","v":438.04240413918114},{"$f":"AN131*(1+VLOOKUP($B131,'WEO Projections'!$B$51:$AH$68,AO$1,FALSE))","v":426.94952723436882},{"$f":"AO131*(1+VLOOKUP($B131,'WEO Projections'!$B$51:$AH$68,AP$1,FALSE))","v":418.84483193066472},{"$f":"AP131*(1+VLOOKUP($B131,'WEO Projections'!$B$51:$AH$68,AQ$1,FALSE))","v":410.74013662696069},{"$f":"AQ131*(1+VLOOKUP($B131,'WEO Projections'!$B$51:$AH$68,AR$1,FALSE))","v":402.63544132325654},{"$f":"AR131*(1+VLOOKUP($B131,'WEO Projections'!$B$51:$AH$68,AS$1,FALSE))","v":394.53074601955251},{"$f":"AS131*(1+VLOOKUP($B131,'WEO Projections'!$B$51:$AH$68,AT$1,FALSE))","v":386.42605071584842},{"$f":"AT131*(1+VLOOKUP($B131,'WEO Projections'!$B$51:$AH$68,AU$1,FALSE))","v":382.59073152886538},{"$f":"AU131*(1+VLOOKUP($B131,'WEO Projections'!$B$51:$AH$68,AV$1,FALSE))","v":378.75541234188233},{"$f":"AV131*(1+VLOOKUP($B131,'WEO Projections'!$B$51:$AH$68,AW$1,FALSE))","v":374.92009315489929},{"$f":"AW131*(1+VLOOKUP($B131,'WEO Projections'!$B$51:$AH$68,AX$1,FALSE))","v":371.08477396791625},{"$f":"AX131*(1+VLOOKUP($B131,'WEO Projections'!$B$51:$AH$68,AY$1,FALSE))","v":367.24945478093321},{"$f":"AY131*(1+VLOOKUP($B131,'WEO Projections'!$B$51:$AH$68,AZ$1,FALSE))","v":365.20943496079036},{"$f":"AZ131*(1+VLOOKUP($B131,'WEO Projections'!$B$51:$AH$68,BA$1,FALSE))","v":363.16941514064752},{"$f":"BA131*(1+VLOOKUP($B131,'WEO Projections'!$B$51:$AH$68,BB$1,FALSE))","v":361.12939532050461},{"$f":"BB131*(1+VLOOKUP($B131,'WEO Projections'!$B$51:$AH$68,BC$1,FALSE))","v":359.08937550036177},{"$f":"BC131*(1+VLOOKUP($B131,'WEO Projections'!$B$51:$AH$68,BD$1,FALSE))","v":357.04935568021892},null,529.30272272750608,449.13528104399347,402.6354413232566]
["Pakistan",{"$f":"VLOOKUP(A132,'Country Parameters'!$B$4:$T$198,19,FALSE)","v":"Non-OECD Asia"},"Pakistan","Total","CO2 per kWh of electricity (gCO2 per kWh)",407.6728,413.91550000000001,393.18770000000001,384.2276,391.14749999999998,404.9212,442.6302,453.74090000000001,411.43279999999999,467.82909999999998,479.51060000000001,463.0213,442.93369999999999,370.9067,397.81790000000001,380.98289999999997,413.86880000000002,432.88830000000002,451.2328,458.03969999999998,425.03500000000003,409.83339999999998,417.62200000000001,{"$f":"AB132*(1+VLOOKUP($B132,'WEO Projections'!$B$51:$AH$68,AC$1,FALSE))","v":408.98895367395573},{"$f":"AC132*(1+VLOOKUP($B132,'WEO Projections'!$B$51:$AH$68,AD$1,FALSE))","v":400.3559073479114},{"$f":"AD132*(1+VLOOKUP($B132,'WEO Projections'!$B$51:$AH$68,AE$1,FALSE))","v":391.72286102186712},{"$f":"AE132*(1+VLOOKUP($B132,'WEO Projections'!$B$51:$AH$68,AF$1,FALSE))","v":386.10248517643686},{"$f":"AF132*(1+VLOOKUP($B132,'WEO Projections'!$B$51:$AH$68,AG$1,FALSE))","v":380.48210933100665},{"$f":"AG132*(1+VLOOKUP($B132,'WEO Projections'!$B$51:$AH$68,AH$1,FALSE))","v":374.86173348557639},{"$f":"AH132*(1+VLOOKUP($B132,'WEO Projections'!$B$51:$AH$68,AI$1,FALSE))","v":369.24135764014619},{"$f":"AI132*(1+VLOOKUP($B132,'WEO Projections'!$B$51:$AH$68,AJ$1,FALSE))","v":363.62098179471593},{"$f":"AJ132*(1+VLOOKUP($B132,'WEO Projections'!$B$51:$AH$68,AK$1,FALSE))","v":360.59977948949501},{"$f":"AK132*(1+VLOOKUP($B132,'WEO Projections'!$B$51:$AH$68,AL$1,FALSE))","v":357.5785771842742},{"$f":"AL132*(1+VLOOKUP($B132,'WEO Projections'!$B$51:$AH$68,AM$1,FALSE))","v":354.55737487905333},{"$f":"AM132*(1+VLOOKUP($B132,'WEO Projections'!$B$51:$AH$68,AN$1,FALSE))","v":351.53617257383252},{"$f":"AN132*(1+VLOOKUP($B132,'WEO Projections'!$B$51:$AH$68,AO$1,FALSE))","v":348.51497026861165},{"$f":"AO132*(1+VLOOKUP($B132,'WEO Projections'!$B$51:$AH$68,AP$1,FALSE))","v":347.83594474220394},{"$f":"AP132*(1+VLOOKUP($B132,'WEO Projections'!$B$51:$AH$68,AQ$1,FALSE))","v":347.15691921579617},{"$f":"AQ132*(1+VLOOKUP($B132,'WEO Projections'!$B$51:$AH$68,AR$1,FALSE))","v":346.47789368938845},{"$f":"AR132*(1+VLOOKUP($B132,'WEO Projections'!$B$51:$AH$68,AS$1,FALSE))","v":345.79886816298063},{"$f":"AS132*(1+VLOOKUP($B132,'WEO Projections'!$B$51:$AH$68,AT$1,FALSE))","v":345.11984263657291},{"$f":"AT132*(1+VLOOKUP($B132,'WEO Projections'!$B$51:$AH$68,AU$1,FALSE))","v":344.7264627812948},{"$f":"AU132*(1+VLOOKUP($B132,'WEO Projections'!$B$51:$AH$68,AV$1,FALSE))","v":344.33308292601669},{"$f":"AV132*(1+VLOOKUP($B132,'WEO Projections'!$B$51:$AH$68,AW$1,FALSE))","v":343.93970307073852},{"$f":"AW132*(1+VLOOKUP($B132,'WEO Projections'!$B$51:$AH$68,AX$1,FALSE))","v":343.5463232154604},{"$f":"AX132*(1+VLOOKUP($B132,'WEO Projections'!$B$51:$AH$68,AY$1,FALSE))","v":343.15294336018229},{"$f":"AY132*(1+VLOOKUP($B132,'WEO Projections'!$B$51:$AH$68,AZ$1,FALSE))","v":343.15657329627123},{"$f":"AZ132*(1+VLOOKUP($B132,'WEO Projections'!$B$51:$AH$68,BA$1,FALSE))","v":343.16020323236012},{"$f":"BA132*(1+VLOOKUP($B132,'WEO Projections'!$B$51:$AH$68,BB$1,FALSE))","v":343.16383316844912},{"$f":"BB132*(1+VLOOKUP($B132,'WEO Projections'!$B$51:$AH$68,BC$1,FALSE))","v":343.16746310453806},{"$f":"BC132*(1+VLOOKUP($B132,'WEO Projections'!$B$51:$AH$68,BD$1,FALSE))","v":343.17109304062694},null,384.42204868395203,354.55737487905333,346.4778936893884]
["Panama",{"$f":"VLOOKUP(A133,'Country Parameters'!$B$4:$T$198,19,FALSE)","v":"Latin America"},"Panama","Total","CO2 per kWh of electricity (gCO2 per kWh)",170.37880000000001,261.9914,368.82159999999999,296.56880000000001,300.70190000000002,316.89260000000002,226.22929999999999,279.81389999999999,445.9776,223.94759999999999,231.06530000000001,399.4819,270.34690000000001,355.96789999999999,265.65679999999998,274.67140000000001,310.44299999999998,316.60509999999999,273.35509999999999,345.31110000000001,372.96789999999999,396.2672,325.59030000000001,{"$f":"AB133*(1+VLOOKUP($B133,'WEO Projections'!$B$51:$AH$68,AC$1,FALSE))","v":322.4099154189002},{"$f":"AC133*(1+VLOOKUP($B133,'WEO Projections'!$B$51:$AH$68,AD$1,FALSE))","v":319.22953083780044},{"$f":"AD133*(1+VLOOKUP($B133,'WEO Projections'!$B$51:$AH$68,AE$1,FALSE))","v":316.04914625670062},{"$f":"AE133*(1+VLOOKUP($B133,'WEO Projections'!$B$51:$AH$68,AF$1,FALSE))","v":310.54678823275378},{"$f":"AF133*(1+VLOOKUP($B133,'WEO Projections'!$B$51:$AH$68,AG$1,FALSE))","v":305.04443020880689},{"$f":"AG133*(1+VLOOKUP($B133,'WEO Projections'!$B$51:$AH$68,AH$1,FALSE))","v":299.54207218486005},{"$f":"AH133*(1+VLOOKUP($B133,'WEO Projections'!$B$51:$AH$68,AI$1,FALSE))","v":294.03971416091315},{"$f":"AI133*(1+VLOOKUP($B133,'WEO Projections'!$B$51:$AH$68,AJ$1,FALSE))","v":288.53735613696631},{"$f":"AJ133*(1+VLOOKUP($B133,'WEO Projections'!$B$51:$AH$68,AK$1,FALSE))","v":286.73822220445629},{"$f":"AK133*(1+VLOOKUP($B133,'WEO Projections'!$B$51:$AH$68,AL$1,FALSE))","v":284.93908827194628},{"$f":"AL133*(1+VLOOKUP($B133,'WEO Projections'!$B$51:$AH$68,AM$1,FALSE))","v":283.13995433943626},{"$f":"AM133*(1+VLOOKUP($B133,'WEO Projections'!$B$51:$AH$68,AN$1,FALSE))","v":281.34082040692624},{"$f":"AN133*(1+VLOOKUP($B133,'WEO Projections'!$B$51:$AH$68,AO$1,FALSE))","v":279.54168647441622},{"$f":"AO133*(1+VLOOKUP($B133,'WEO Projections'!$B$51:$AH$68,AP$1,FALSE))","v":278.16599994102711},{"$f":"AP133*(1+VLOOKUP($B133,'WEO Projections'!$B$51:$AH$68,AQ$1,FALSE))","v":276.79031340763794},{"$f":"AQ133*(1+VLOOKUP($B133,'WEO Projections'!$B$51:$AH$68,AR$1,FALSE))","v":275.41462687424882},{"$f":"AR133*(1+VLOOKUP($B133,'WEO Projections'!$B$51:$AH$68,AS$1,FALSE))","v":274.03894034085965},{"$f":"AS133*(1+VLOOKUP($B133,'WEO Projections'!$B$51:$AH$68,AT$1,FALSE))","v":272.66325380747054},{"$f":"AT133*(1+VLOOKUP($B133,'WEO Projections'!$B$51:$AH$68,AU$1,FALSE))","v":274.29396735335723},{"$f":"AU133*(1+VLOOKUP($B133,'WEO Projections'!$B$51:$AH$68,AV$1,FALSE))","v":275.92468089924392},{"$f":"AV133*(1+VLOOKUP($B133,'WEO Projections'!$B$51:$AH$68,AW$1,FALSE))","v":277.55539444513067},{"$f":"AW133*(1+VLOOKUP($B133,'WEO Projections'!$B$51:$AH$68,AX$1,FALSE))","v":279.18610799101737},{"$f":"AX133*(1+VLOOKUP($B133,'WEO Projections'!$B$51:$AH$68,AY$1,FALSE))","v":280.81682153690406},{"$f":"AY133*(1+VLOOKUP($B133,'WEO Projections'!$B$51:$AH$68,AZ$1,FALSE))","v":281.92856418827063},{"$f":"AZ133*(1+VLOOKUP($B133,'WEO Projections'!$B$51:$AH$68,BA$1,FALSE))","v":283.04030683963714},{"$f":"BA133*(1+VLOOKUP($B133,'WEO Projections'!$B$51:$AH$68,BB$1,FALSE))","v":284.15204949100377},{"$f":"BB133*(1+VLOOKUP($B133,'WEO Projections'!$B$51:$AH$68,BC$1,FALSE))","v":285.26379214237033},{"$f":"BC133*(1+VLOOKUP($B133,'WEO Projections'!$B$51:$AH$68,BD$1,FALSE))","v":286.3755347937369},null,306.92486917971269,283.13995433943626,275.41462687424882]
["Paraguay",{"$f":"VLOOKUP(A134,'Country Parameters'!$B$4:$T$198,19,FALSE)","v":"Latin America"},"Paraguay","Total","CO2 per kWh of electricity (gCO2 per kWh)",0.23130000000000001,0.32129999999999997,0.34749999999999998,0.4,0.17269999999999999,2.6051000000000002,0.4909,0.37080000000000002,0.37069999999999997,0.4234,0,0,0,0,0,0,0,0,0,0,0,0,{"$f":"AB10","v":200.8047},{"$f":"AB134*(1+VLOOKUP($B134,'WEO Projections'!$B$51:$AH$68,AC$1,FALSE))","v":198.8432282617683},{"$f":"AC134*(1+VLOOKUP($B134,'WEO Projections'!$B$51:$AH$68,AD$1,FALSE))","v":196.88175652353667},{"$f":"AD134*(1+VLOOKUP($B134,'WEO Projections'!$B$51:$AH$68,AE$1,FALSE))","v":194.92028478530497},{"$f":"AE134*(1+VLOOKUP($B134,'WEO Projections'!$B$51:$AH$68,AF$1,FALSE))","v":191.52675815907799},{"$f":"AF134*(1+VLOOKUP($B134,'WEO Projections'!$B$51:$AH$68,AG$1,FALSE))","v":188.13323153285094},{"$f":"AG134*(1+VLOOKUP($B134,'WEO Projections'!$B$51:$AH$68,AH$1,FALSE))","v":184.73970490662396},{"$f":"AH134*(1+VLOOKUP($B134,'WEO Projections'!$B$51:$AH$68,AI$1,FALSE))","v":181.34617828039691},{"$f":"AI134*(1+VLOOKUP($B134,'WEO Projections'!$B$51:$AH$68,AJ$1,FALSE))","v":177.95265165416993},{"$f":"AJ134*(1+VLOOKUP($B134,'WEO Projections'!$B$51:$AH$68,AK$1,FALSE))","v":176.84305302799004},{"$f":"AK134*(1+VLOOKUP($B134,'WEO Projections'!$B$51:$AH$68,AL$1,FALSE))","v":175.73345440181015},{"$f":"AL134*(1+VLOOKUP($B134,'WEO Projections'!$B$51:$AH$68,AM$1,FALSE))","v":174.62385577563026},{"$f":"AM134*(1+VLOOKUP($B134,'WEO Projections'!$B$51:$AH$68,AN$1,FALSE))","v":173.51425714945037},{"$f":"AN134*(1+VLOOKUP($B134,'WEO Projections'!$B$51:$AH$68,AO$1,FALSE))","v":172.40465852327048},{"$f":"AO134*(1+VLOOKUP($B134,'WEO Projections'!$B$51:$AH$68,AP$1,FALSE))","v":171.55621702599234},{"$f":"AP134*(1+VLOOKUP($B134,'WEO Projections'!$B$51:$AH$68,AQ$1,FALSE))","v":170.70777552871417},{"$f":"AQ134*(1+VLOOKUP($B134,'WEO Projections'!$B$51:$AH$68,AR$1,FALSE))","v":169.85933403143602},{"$f":"AR134*(1+VLOOKUP($B134,'WEO Projections'!$B$51:$AH$68,AS$1,FALSE))","v":169.01089253415782},{"$f":"AS134*(1+VLOOKUP($B134,'WEO Projections'!$B$51:$AH$68,AT$1,FALSE))","v":168.16245103687967},{"$f":"AT134*(1+VLOOKUP($B134,'WEO Projections'!$B$51:$AH$68,AU$1,FALSE))","v":169.16817800223373},{"$f":"AU134*(1+VLOOKUP($B134,'WEO Projections'!$B$51:$AH$68,AV$1,FALSE))","v":170.17390496758779},{"$f":"AV134*(1+VLOOKUP($B134,'WEO Projections'!$B$51:$AH$68,AW$1,FALSE))","v":171.17963193294185},{"$f":"AW134*(1+VLOOKUP($B134,'WEO Projections'!$B$51:$AH$68,AX$1,FALSE))","v":172.1853588982959},{"$f":"AX134*(1+VLOOKUP($B134,'WEO Projections'!$B$51:$AH$68,AY$1,FALSE))","v":173.19108586364996},{"$f":"AY134*(1+VLOOKUP($B134,'WEO Projections'!$B$51:$AH$68,AZ$1,FALSE))","v":173.87674249895164},{"$f":"AZ134*(1+VLOOKUP($B134,'WEO Projections'!$B$51:$AH$68,BA$1,FALSE))","v":174.56239913425333},{"$f":"BA134*(1+VLOOKUP($B134,'WEO Projections'!$B$51:$AH$68,BB$1,FALSE))","v":175.24805576955504},{"$f":"BB134*(1+VLOOKUP($B134,'WEO Projections'!$B$51:$AH$68,BC$1,FALSE))","v":175.93371240485672},{"$f":"BC134*(1+VLOOKUP($B134,'WEO Projections'!$B$51:$AH$68,BD$1,FALSE))","v":176.61936904015843},null,189.2929742629662,{"$f":"AVERAGE(AK134:AO134)","v":174.62385577563026},{"$f":"AVERAGE(AP134:AT134)","v":169.85933403143602}]
["Peru",{"$f":"VLOOKUP(A135,'Country Parameters'!$B$4:$T$198,19,FALSE)","v":"Latin America"},"Peru","Total","CO2 per kWh of electricity (gCO2 per kWh)",183.70779999999999,153.39840000000001,215.4332,178.33240000000001,156.40219999999999,186.46440000000001,203.88630000000001,210.381,194.95869999999999,170.85919999999999,154.36680000000001,122.87569999999999,146.3348,151.5189,211.88339999999999,209.14709999999999,183.32079999999999,199.26679999999999,239.80950000000001,253.42689999999999,290.02620000000002,297.6934,285.56150000000002,{"$f":"AB135*(1+VLOOKUP($B135,'WEO Projections'!$B$51:$AH$68,AC$1,FALSE))","v":282.77211901550589},{"$f":"AC135*(1+VLOOKUP($B135,'WEO Projections'!$B$51:$AH$68,AD$1,FALSE))","v":279.98273803101182},{"$f":"AD135*(1+VLOOKUP($B135,'WEO Projections'!$B$51:$AH$68,AE$1,FALSE))","v":277.19335704651769},{"$f":"AE135*(1+VLOOKUP($B135,'WEO Projections'!$B$51:$AH$68,AF$1,FALSE))","v":272.36747122972497},{"$f":"AF135*(1+VLOOKUP($B135,'WEO Projections'!$B$51:$AH$68,AG$1,FALSE))","v":267.54158541293219},{"$f":"AG135*(1+VLOOKUP($B135,'WEO Projections'!$B$51:$AH$68,AH$1,FALSE))","v":262.71569959613947},{"$f":"AH135*(1+VLOOKUP($B135,'WEO Projections'!$B$51:$AH$68,AI$1,FALSE))","v":257.8898137793467},{"$f":"AI135*(1+VLOOKUP($B135,'WEO Projections'!$B$51:$AH$68,AJ$1,FALSE))","v":253.06392796255398},{"$f":"AJ135*(1+VLOOKUP($B135,'WEO Projections'!$B$51:$AH$68,AK$1,FALSE))","v":251.48598358132253},{"$f":"AK135*(1+VLOOKUP($B135,'WEO Projections'!$B$51:$AH$68,AL$1,FALSE))","v":249.90803920009108},{"$f":"AL135*(1+VLOOKUP($B135,'WEO Projections'!$B$51:$AH$68,AM$1,FALSE))","v":248.33009481885964},{"$f":"AM135*(1+VLOOKUP($B135,'WEO Projections'!$B$51:$AH$68,AN$1,FALSE))","v":246.75215043762819},{"$f":"AN135*(1+VLOOKUP($B135,'WEO Projections'!$B$51:$AH$68,AO$1,FALSE))","v":245.17420605639674},{"$f":"AO135*(1+VLOOKUP($B135,'WEO Projections'!$B$51:$AH$68,AP$1,FALSE))","v":243.96764950356209},{"$f":"AP135*(1+VLOOKUP($B135,'WEO Projections'!$B$51:$AH$68,AQ$1,FALSE))","v":242.7610929507274},{"$f":"AQ135*(1+VLOOKUP($B135,'WEO Projections'!$B$51:$AH$68,AR$1,FALSE))","v":241.55453639789275},{"$f":"AR135*(1+VLOOKUP($B135,'WEO Projections'!$B$51:$AH$68,AS$1,FALSE))","v":240.34797984505803},{"$f":"AS135*(1+VLOOKUP($B135,'WEO Projections'!$B$51:$AH$68,AT$1,FALSE))","v":239.14142329222338},{"$f":"AT135*(1+VLOOKUP($B135,'WEO Projections'!$B$51:$AH$68,AU$1,FALSE))","v":240.57165326600861},{"$f":"AU135*(1+VLOOKUP($B135,'WEO Projections'!$B$51:$AH$68,AV$1,FALSE))","v":242.00188323979384},{"$f":"AV135*(1+VLOOKUP($B135,'WEO Projections'!$B$51:$AH$68,AW$1,FALSE))","v":243.4321132135791},{"$f":"AW135*(1+VLOOKUP($B135,'WEO Projections'!$B$51:$AH$68,AX$1,FALSE))","v":244.86234318736433},{"$f":"AX135*(1+VLOOKUP($B135,'WEO Projections'!$B$51:$AH$68,AY$1,FALSE))","v":246.29257316114956},{"$f":"AY135*(1+VLOOKUP($B135,'WEO Projections'!$B$51:$AH$68,AZ$1,FALSE))","v":247.26763568339982},{"$f":"AZ135*(1+VLOOKUP($B135,'WEO Projections'!$B$51:$AH$68,BA$1,FALSE))","v":248.24269820565004},{"$f":"BA135*(1+VLOOKUP($B135,'WEO Projections'!$B$51:$AH$68,BB$1,FALSE))","v":249.21776072790033},{"$f":"BB135*(1+VLOOKUP($B135,'WEO Projections'!$B$51:$AH$68,BC$1,FALSE))","v":250.19282325015055},{"$f":"BC135*(1+VLOOKUP($B135,'WEO Projections'!$B$51:$AH$68,BD$1,FALSE))","v":251.16788577240081},null,269.19083900921657,248.33009481885961,241.55453639789272]
["Philippines",{"$f":"VLOOKUP(A136,'Country Parameters'!$B$4:$T$198,19,FALSE)","v":"Non-OECD Asia"},"Philippines","Total","CO2 per kWh of electricity (gCO2 per kWh)",340.61160000000001,405.73129999999998,427.81869999999998,419.19200000000001,437.24059999999997,463.21409999999997,477.3322,500.52449999999999,508.57929999999999,454.50069999999999,492.52679999999998,477.77359999999999,446.40219999999999,448.68920000000003,448.09429999999998,491.36419999999998,429.45690000000002,443.15159999999997,483.47059999999999,475.16109999999998,481.04219999999998,492.22269999999997,502.37360000000001,{"$f":"AB136*(1+VLOOKUP($B136,'WEO Projections'!$B$51:$AH$68,AC$1,FALSE))","v":491.98857583512927},{"$f":"AC136*(1+VLOOKUP($B136,'WEO Projections'!$B$51:$AH$68,AD$1,FALSE))","v":481.60355167025847},{"$f":"AD136*(1+VLOOKUP($B136,'WEO Projections'!$B$51:$AH$68,AE$1,FALSE))","v":471.21852750538773},{"$f":"AE136*(1+VLOOKUP($B136,'WEO Projections'!$B$51:$AH$68,AF$1,FALSE))","v":464.45756077752895},{"$f":"AF136*(1+VLOOKUP($B136,'WEO Projections'!$B$51:$AH$68,AG$1,FALSE))","v":457.69659404967024},{"$f":"AG136*(1+VLOOKUP($B136,'WEO Projections'!$B$51:$AH$68,AH$1,FALSE))","v":450.93562732181147},{"$f":"AH136*(1+VLOOKUP($B136,'WEO Projections'!$B$51:$AH$68,AI$1,FALSE))","v":444.17466059395275},{"$f":"AI136*(1+VLOOKUP($B136,'WEO Projections'!$B$51:$AH$68,AJ$1,FALSE))","v":437.41369386609398},{"$f":"AJ136*(1+VLOOKUP($B136,'WEO Projections'!$B$51:$AH$68,AK$1,FALSE))","v":433.77937316842451},{"$f":"AK136*(1+VLOOKUP($B136,'WEO Projections'!$B$51:$AH$68,AL$1,FALSE))","v":430.1450524707551},{"$f":"AL136*(1+VLOOKUP($B136,'WEO Projections'!$B$51:$AH$68,AM$1,FALSE))","v":426.51073177308564},{"$f":"AM136*(1+VLOOKUP($B136,'WEO Projections'!$B$51:$AH$68,AN$1,FALSE))","v":422.87641107541623},{"$f":"AN136*(1+VLOOKUP($B136,'WEO Projections'!$B$51:$AH$68,AO$1,FALSE))","v":419.24209037774676},{"$f":"AO136*(1+VLOOKUP($B136,'WEO Projections'!$B$51:$AH$68,AP$1,FALSE))","v":418.42526440068292},{"$f":"AP136*(1+VLOOKUP($B136,'WEO Projections'!$B$51:$AH$68,AQ$1,FALSE))","v":417.60843842361902},{"$f":"AQ136*(1+VLOOKUP($B136,'WEO Projections'!$B$51:$AH$68,AR$1,FALSE))","v":416.79161244655518},{"$f":"AR136*(1+VLOOKUP($B136,'WEO Projections'!$B$51:$AH$68,AS$1,FALSE))","v":415.97478646949128},{"$f":"AS136*(1+VLOOKUP($B136,'WEO Projections'!$B$51:$AH$68,AT$1,FALSE))","v":415.15796049242743},{"$f":"AT136*(1+VLOOKUP($B136,'WEO Projections'!$B$51:$AH$68,AU$1,FALSE))","v":414.68474870266652},{"$f":"AU136*(1+VLOOKUP($B136,'WEO Projections'!$B$51:$AH$68,AV$1,FALSE))","v":414.21153691290561},{"$f":"AV136*(1+VLOOKUP($B136,'WEO Projections'!$B$51:$AH$68,AW$1,FALSE))","v":413.73832512314459},{"$f":"AW136*(1+VLOOKUP($B136,'WEO Projections'!$B$51:$AH$68,AX$1,FALSE))","v":413.26511333338362},{"$f":"AX136*(1+VLOOKUP($B136,'WEO Projections'!$B$51:$AH$68,AY$1,FALSE))","v":412.79190154362266},{"$f":"AY136*(1+VLOOKUP($B136,'WEO Projections'!$B$51:$AH$68,AZ$1,FALSE))","v":412.79626813365087},{"$f":"AZ136*(1+VLOOKUP($B136,'WEO Projections'!$B$51:$AH$68,BA$1,FALSE))","v":412.80063472367908},{"$f":"BA136*(1+VLOOKUP($B136,'WEO Projections'!$B$51:$AH$68,BB$1,FALSE))","v":412.80500131370735},{"$f":"BB136*(1+VLOOKUP($B136,'WEO Projections'!$B$51:$AH$68,BC$1,FALSE))","v":412.80936790373556},{"$f":"BC136*(1+VLOOKUP($B136,'WEO Projections'!$B$51:$AH$68,BD$1,FALSE))","v":412.81373449376377},null,462.43609895247914,426.51073177308564,416.79161244655518]
["Poland",{"$f":"VLOOKUP(A137,'Country Parameters'!$B$4:$T$198,19,FALSE)","v":"OECD Europe"},"Poland","Total","CO2 per kWh of electricity (gCO2 per kWh)",988.05050000000006,977.09860000000003,966.45270000000005,949.71270000000004,941.39020000000005,904.57950000000005,897.80719999999997,893.12019999999995,876.61559999999997,874.55840000000001,865.62819999999999,857.79719999999998,848.60320000000002,848.69780000000003,832.72789999999998,818.15719999999999,821.25760000000002,819.91690000000006,816.92809999999997,800.90409999999997,783.1739,782.63779999999997,755.83529999999996,{"$f":"AB137*(1+VLOOKUP($B137,'WEO Projections'!$B$51:$AH$68,AC$1,FALSE))","v":737.63856176688887},{"$f":"AC137*(1+VLOOKUP($B137,'WEO Projections'!$B$51:$AH$68,AD$1,FALSE))","v":719.44182353377755},{"$f":"AD137*(1+VLOOKUP($B137,'WEO Projections'!$B$51:$AH$68,AE$1,FALSE))","v":701.24508530066646},{"$f":"AE137*(1+VLOOKUP($B137,'WEO Projections'!$B$51:$AH$68,AF$1,FALSE))","v":687.50432416512353},{"$f":"AF137*(1+VLOOKUP($B137,'WEO Projections'!$B$51:$AH$68,AG$1,FALSE))","v":673.76356302958061},{"$f":"AG137*(1+VLOOKUP($B137,'WEO Projections'!$B$51:$AH$68,AH$1,FALSE))","v":660.02280189403768},{"$f":"AH137*(1+VLOOKUP($B137,'WEO Projections'!$B$51:$AH$68,AI$1,FALSE))","v":646.28204075849476},{"$f":"AI137*(1+VLOOKUP($B137,'WEO Projections'!$B$51:$AH$68,AJ$1,FALSE))","v":632.54127962295183},{"$f":"AJ137*(1+VLOOKUP($B137,'WEO Projections'!$B$51:$AH$68,AK$1,FALSE))","v":627.76074984265051},{"$f":"AK137*(1+VLOOKUP($B137,'WEO Projections'!$B$51:$AH$68,AL$1,FALSE))","v":622.9802200623493},{"$f":"AL137*(1+VLOOKUP($B137,'WEO Projections'!$B$51:$AH$68,AM$1,FALSE))","v":618.19969028204798},{"$f":"AM137*(1+VLOOKUP($B137,'WEO Projections'!$B$51:$AH$68,AN$1,FALSE))","v":613.41916050174666},{"$f":"AN137*(1+VLOOKUP($B137,'WEO Projections'!$B$51:$AH$68,AO$1,FALSE))","v":608.63863072144545},{"$f":"AO137*(1+VLOOKUP($B137,'WEO Projections'!$B$51:$AH$68,AP$1,FALSE))","v":601.80822893386312},{"$f":"AP137*(1+VLOOKUP($B137,'WEO Projections'!$B$51:$AH$68,AQ$1,FALSE))","v":594.9778271462809},{"$f":"AQ137*(1+VLOOKUP($B137,'WEO Projections'!$B$51:$AH$68,AR$1,FALSE))","v":588.14742535869857},{"$f":"AR137*(1+VLOOKUP($B137,'WEO Projections'!$B$51:$AH$68,AS$1,FALSE))","v":581.31702357111635},{"$f":"AS137*(1+VLOOKUP($B137,'WEO Projections'!$B$51:$AH$68,AT$1,FALSE))","v":574.48662178353402},{"$f":"AT137*(1+VLOOKUP($B137,'WEO Projections'!$B$51:$AH$68,AU$1,FALSE))","v":566.25965614564723},{"$f":"AU137*(1+VLOOKUP($B137,'WEO Projections'!$B$51:$AH$68,AV$1,FALSE))","v":558.03269050776044},{"$f":"AV137*(1+VLOOKUP($B137,'WEO Projections'!$B$51:$AH$68,AW$1,FALSE))","v":549.80572486987364},{"$f":"AW137*(1+VLOOKUP($B137,'WEO Projections'!$B$51:$AH$68,AX$1,FALSE))","v":541.57875923198674},{"$f":"AX137*(1+VLOOKUP($B137,'WEO Projections'!$B$51:$AH$68,AY$1,FALSE))","v":533.35179359409995},{"$f":"AY137*(1+VLOOKUP($B137,'WEO Projections'!$B$51:$AH$68,AZ$1,FALSE))","v":531.29273309417886},{"$f":"AZ137*(1+VLOOKUP($B137,'WEO Projections'!$B$51:$AH$68,BA$1,FALSE))","v":529.23367259425777},{"$f":"BA137*(1+VLOOKUP($B137,'WEO Projections'!$B$51:$AH$68,BB$1,FALSE))","v":527.17461209433668},{"$f":"BB137*(1+VLOOKUP($B137,'WEO Projections'!$B$51:$AH$68,BC$1,FALSE))","v":525.11555159441559},{"$f":"BC137*(1+VLOOKUP($B137,'WEO Projections'!$B$51:$AH$68,BD$1,FALSE))","v":523.0564910944945},null,682.30493500894033,618.19969028204798,588.14742535869868]
["Portugal",{"$f":"VLOOKUP(A138,'Country Parameters'!$B$4:$T$198,19,FALSE)","v":"OECD Europe"},"Portugal","Total","CO2 per kWh of electricity (gCO2 per kWh)",518.63980000000004,522.79219999999998,624.34939999999995,547.12850000000003,522.2826,575.78869999999995,434.00349999999997,464.61770000000001,474.90629999999999,544.06029999999998,486.47699999999998,448.9024,524.59739999999999,422.41359999999997,464.94799999999998,521.26030000000003,431.16750000000002,396.12580000000003,394.4751,379.16640000000001,255.32,303.43970000000002,363.95909999999998,{"$f":"AB138*(1+VLOOKUP($B138,'WEO Projections'!$B$51:$AH$68,AC$1,FALSE))","v":355.19678303721889},{"$f":"AC138*(1+VLOOKUP($B138,'WEO Projections'!$B$51:$AH$68,AD$1,FALSE))","v":346.43446607443775},{"$f":"AD138*(1+VLOOKUP($B138,'WEO Projections'!$B$51:$AH$68,AE$1,FALSE))","v":337.67214911165672},{"$f":"AE138*(1+VLOOKUP($B138,'WEO Projections'!$B$51:$AH$68,AF$1,FALSE))","v":331.0555289879245},{"$f":"AF138*(1+VLOOKUP($B138,'WEO Projections'!$B$51:$AH$68,AG$1,FALSE))","v":324.43890886419229},{"$f":"AG138*(1+VLOOKUP($B138,'WEO Projections'!$B$51:$AH$68,AH$1,FALSE))","v":317.82228874046007},{"$f":"AH138*(1+VLOOKUP($B138,'WEO Projections'!$B$51:$AH$68,AI$1,FALSE))","v":311.20566861672785},{"$f":"AI138*(1+VLOOKUP($B138,'WEO Projections'!$B$51:$AH$68,AJ$1,FALSE))","v":304.58904849299563},{"$f":"AJ138*(1+VLOOKUP($B138,'WEO Projections'!$B$51:$AH$68,AK$1,FALSE))","v":302.28706905863783},{"$f":"AK138*(1+VLOOKUP($B138,'WEO Projections'!$B$51:$AH$68,AL$1,FALSE))","v":299.98508962428002},{"$f":"AL138*(1+VLOOKUP($B138,'WEO Projections'!$B$51:$AH$68,AM$1,FALSE))","v":297.68311018992216},{"$f":"AM138*(1+VLOOKUP($B138,'WEO Projections'!$B$51:$AH$68,AN$1,FALSE))","v":295.38113075556436},{"$f":"AN138*(1+VLOOKUP($B138,'WEO Projections'!$B$51:$AH$68,AO$1,FALSE))","v":293.07915132120661},{"$f":"AO138*(1+VLOOKUP($B138,'WEO Projections'!$B$51:$AH$68,AP$1,FALSE))","v":289.79009233276446},{"$f":"AP138*(1+VLOOKUP($B138,'WEO Projections'!$B$51:$AH$68,AQ$1,FALSE))","v":286.50103334432237},{"$f":"AQ138*(1+VLOOKUP($B138,'WEO Projections'!$B$51:$AH$68,AR$1,FALSE))","v":283.21197435588022},{"$f":"AR138*(1+VLOOKUP($B138,'WEO Projections'!$B$51:$AH$68,AS$1,FALSE))","v":279.92291536743812},{"$f":"AS138*(1+VLOOKUP($B138,'WEO Projections'!$B$51:$AH$68,AT$1,FALSE))","v":276.63385637899603},{"$f":"AT138*(1+VLOOKUP($B138,'WEO Projections'!$B$51:$AH$68,AU$1,FALSE))","v":272.67230680689187},{"$f":"AU138*(1+VLOOKUP($B138,'WEO Projections'!$B$51:$AH$68,AV$1,FALSE))","v":268.71075723478771},{"$f":"AV138*(1+VLOOKUP($B138,'WEO Projections'!$B$51:$AH$68,AW$1,FALSE))","v":264.74920766268355},{"$f":"AW138*(1+VLOOKUP($B138,'WEO Projections'!$B$51:$AH$68,AX$1,FALSE))","v":260.78765809057938},{"$f":"AX138*(1+VLOOKUP($B138,'WEO Projections'!$B$51:$AH$68,AY$1,FALSE))","v":256.82610851847522},{"$f":"AY138*(1+VLOOKUP($B138,'WEO Projections'!$B$51:$AH$68,AZ$1,FALSE))","v":255.83460440852318},{"$f":"AZ138*(1+VLOOKUP($B138,'WEO Projections'!$B$51:$AH$68,BA$1,FALSE))","v":254.84310029857113},{"$f":"BA138*(1+VLOOKUP($B138,'WEO Projections'!$B$51:$AH$68,BB$1,FALSE))","v":253.85159618861911},{"$f":"BB138*(1+VLOOKUP($B138,'WEO Projections'!$B$51:$AH$68,BC$1,FALSE))","v":252.86009207866707},{"$f":"BC138*(1+VLOOKUP($B138,'WEO Projections'!$B$51:$AH$68,BD$1,FALSE))","v":251.86858796871502},null,328.55185524070168,297.68311018992216,283.21197435588022]
["Qatar",{"$f":"VLOOKUP(A139,'Country Parameters'!$B$4:$T$198,19,FALSE)","v":"Middle East"},"Qatar","Total","CO2 per kWh of electricity (gCO2 per kWh)",1076.5256999999999,1154.7557999999999,1013.8306,1039.8629000000001,1079.8296,1131.0313000000001,1050.6851999999999,1014.5836,865.09230000000002,823.37670000000003,770.94359999999995,781.28380000000004,781.71939999999995,779.25429999999994,648.89390000000003,617.96960000000001,616.52539999999999,565.35829999999999,533.875,507.05540000000002,493.00639999999999,489.72629999999998,492.94900000000001,{"$f":"AB139*(1+VLOOKUP($B139,'WEO Projections'!$B$51:$AH$68,AC$1,FALSE))","v":477.72024398805121},{"$f":"AC139*(1+VLOOKUP($B139,'WEO Projections'!$B$51:$AH$68,AD$1,FALSE))","v":462.49148797610229},{"$f":"AD139*(1+VLOOKUP($B139,'WEO Projections'!$B$51:$AH$68,AE$1,FALSE))","v":447.26273196415343},{"$f":"AE139*(1+VLOOKUP($B139,'WEO Projections'!$B$51:$AH$68,AF$1,FALSE))","v":436.80533431992995},{"$f":"AF139*(1+VLOOKUP($B139,'WEO Projections'!$B$51:$AH$68,AG$1,FALSE))","v":426.34793667570653},{"$f":"AG139*(1+VLOOKUP($B139,'WEO Projections'!$B$51:$AH$68,AH$1,FALSE))","v":415.890539031483},{"$f":"AH139*(1+VLOOKUP($B139,'WEO Projections'!$B$51:$AH$68,AI$1,FALSE))","v":405.43314138725958},{"$f":"AI139*(1+VLOOKUP($B139,'WEO Projections'!$B$51:$AH$68,AJ$1,FALSE))","v":394.97574374303611},{"$f":"AJ139*(1+VLOOKUP($B139,'WEO Projections'!$B$51:$AH$68,AK$1,FALSE))","v":385.89346564338996},{"$f":"AK139*(1+VLOOKUP($B139,'WEO Projections'!$B$51:$AH$68,AL$1,FALSE))","v":376.81118754374393},{"$f":"AL139*(1+VLOOKUP($B139,'WEO Projections'!$B$51:$AH$68,AM$1,FALSE))","v":367.72890944409784},{"$f":"AM139*(1+VLOOKUP($B139,'WEO Projections'!$B$51:$AH$68,AN$1,FALSE))","v":358.64663134445169},{"$f":"AN139*(1+VLOOKUP($B139,'WEO Projections'!$B$51:$AH$68,AO$1,FALSE))","v":349.5643532448056},{"$f":"AO139*(1+VLOOKUP($B139,'WEO Projections'!$B$51:$AH$68,AP$1,FALSE))","v":342.92864482644183},{"$f":"AP139*(1+VLOOKUP($B139,'WEO Projections'!$B$51:$AH$68,AQ$1,FALSE))","v":336.29293640807811},{"$f":"AQ139*(1+VLOOKUP($B139,'WEO Projections'!$B$51:$AH$68,AR$1,FALSE))","v":329.65722798971433},{"$f":"AR139*(1+VLOOKUP($B139,'WEO Projections'!$B$51:$AH$68,AS$1,FALSE))","v":323.02151957135061},{"$f":"AS139*(1+VLOOKUP($B139,'WEO Projections'!$B$51:$AH$68,AT$1,FALSE))","v":316.38581115298683},{"$f":"AT139*(1+VLOOKUP($B139,'WEO Projections'!$B$51:$AH$68,AU$1,FALSE))","v":313.24564870856477},{"$f":"AU139*(1+VLOOKUP($B139,'WEO Projections'!$B$51:$AH$68,AV$1,FALSE))","v":310.10548626414271},{"$f":"AV139*(1+VLOOKUP($B139,'WEO Projections'!$B$51:$AH$68,AW$1,FALSE))","v":306.96532381972065},{"$f":"AW139*(1+VLOOKUP($B139,'WEO Projections'!$B$51:$AH$68,AX$1,FALSE))","v":303.82516137529859},{"$f":"AX139*(1+VLOOKUP($B139,'WEO Projections'!$B$51:$AH$68,AY$1,FALSE))","v":300.68499893087653},{"$f":"AY139*(1+VLOOKUP($B139,'WEO Projections'!$B$51:$AH$68,AZ$1,FALSE))","v":299.0147354370763},{"$f":"AZ139*(1+VLOOKUP($B139,'WEO Projections'!$B$51:$AH$68,BA$1,FALSE))","v":297.34447194327606},{"$f":"BA139*(1+VLOOKUP($B139,'WEO Projections'!$B$51:$AH$68,BB$1,FALSE))","v":295.67420844947583},{"$f":"BB139*(1+VLOOKUP($B139,'WEO Projections'!$B$51:$AH$68,BC$1,FALSE))","v":294.00394495567559},{"$f":"BC139*(1+VLOOKUP($B139,'WEO Projections'!$B$51:$AH$68,BD$1,FALSE))","v":292.33368146187536},null,433.36589488571531,367.72890944409784,329.65722798971433]
["Romania",{"$f":"VLOOKUP(A140,'Country Parameters'!$B$4:$T$198,19,FALSE)","v":"Eastern Europe & Eurasia"},"Romania","Total","CO2 per kWh of electricity (gCO2 per kWh)",854.79330000000004,877.16139999999996,873.74109999999996,818.23919999999998,786.28089999999997,741.28589999999997,752.22609999999997,632.4579,529.99030000000005,546.56719999999996,579.34360000000004,595.25289999999995,560.94000000000005,643.15530000000001,527.87339999999995,492.8032,520.8175,542.00149999999996,511.92529999999999,472.09219999999999,412.39519999999999,498.69159999999999,480.62779999999998,{"$f":"AB140*(1+VLOOKUP($B140,'WEO Projections'!$B$51:$AH$68,AC$1,FALSE))","v":469.23593534438504},{"$f":"AC140*(1+VLOOKUP($B140,'WEO Projections'!$B$51:$AH$68,AD$1,FALSE))","v":457.8440706887701},{"$f":"AD140*(1+VLOOKUP($B140,'WEO Projections'!$B$51:$AH$68,AE$1,FALSE))","v":446.45220603315516},{"$f":"AE140*(1+VLOOKUP($B140,'WEO Projections'!$B$51:$AH$68,AF$1,FALSE))","v":436.61432264053849},{"$f":"AF140*(1+VLOOKUP($B140,'WEO Projections'!$B$51:$AH$68,AG$1,FALSE))","v":426.77643924792176},{"$f":"AG140*(1+VLOOKUP($B140,'WEO Projections'!$B$51:$AH$68,AH$1,FALSE))","v":416.93855585530508},{"$f":"AH140*(1+VLOOKUP($B140,'WEO Projections'!$B$51:$AH$68,AI$1,FALSE))","v":407.10067246268835},{"$f":"AI140*(1+VLOOKUP($B140,'WEO Projections'!$B$51:$AH$68,AJ$1,FALSE))","v":397.26278907007168},{"$f":"AJ140*(1+VLOOKUP($B140,'WEO Projections'!$B$51:$AH$68,AK$1,FALSE))","v":389.74859969450284},{"$f":"AK140*(1+VLOOKUP($B140,'WEO Projections'!$B$51:$AH$68,AL$1,FALSE))","v":382.23441031893401},{"$f":"AL140*(1+VLOOKUP($B140,'WEO Projections'!$B$51:$AH$68,AM$1,FALSE))","v":374.72022094336523},{"$f":"AM140*(1+VLOOKUP($B140,'WEO Projections'!$B$51:$AH$68,AN$1,FALSE))","v":367.2060315677964},{"$f":"AN140*(1+VLOOKUP($B140,'WEO Projections'!$B$51:$AH$68,AO$1,FALSE))","v":359.69184219222757},{"$f":"AO140*(1+VLOOKUP($B140,'WEO Projections'!$B$51:$AH$68,AP$1,FALSE))","v":354.84105422651021},{"$f":"AP140*(1+VLOOKUP($B140,'WEO Projections'!$B$51:$AH$68,AQ$1,FALSE))","v":349.99026626079279},{"$f":"AQ140*(1+VLOOKUP($B140,'WEO Projections'!$B$51:$AH$68,AR$1,FALSE))","v":345.13947829507543},{"$f":"AR140*(1+VLOOKUP($B140,'WEO Projections'!$B$51:$AH$68,AS$1,FALSE))","v":340.28869032935802},{"$f":"AS140*(1+VLOOKUP($B140,'WEO Projections'!$B$51:$AH$68,AT$1,FALSE))","v":335.4379023636406},{"$f":"AT140*(1+VLOOKUP($B140,'WEO Projections'!$B$51:$AH$68,AU$1,FALSE))","v":334.25801674086955},{"$f":"AU140*(1+VLOOKUP($B140,'WEO Projections'!$B$51:$AH$68,AV$1,FALSE))","v":333.07813111809855},{"$f":"AV140*(1+VLOOKUP($B140,'WEO Projections'!$B$51:$AH$68,AW$1,FALSE))","v":331.8982454953275},{"$f":"AW140*(1+VLOOKUP($B140,'WEO Projections'!$B$51:$AH$68,AX$1,FALSE))","v":330.7183598725565},{"$f":"AX140*(1+VLOOKUP($B140,'WEO Projections'!$B$51:$AH$68,AY$1,FALSE))","v":329.53847424978545},{"$f":"AY140*(1+VLOOKUP($B140,'WEO Projections'!$B$51:$AH$68,AZ$1,FALSE))","v":328.64440192952509},{"$f":"AZ140*(1+VLOOKUP($B140,'WEO Projections'!$B$51:$AH$68,BA$1,FALSE))","v":327.75032960926472},{"$f":"BA140*(1+VLOOKUP($B140,'WEO Projections'!$B$51:$AH$68,BB$1,FALSE))","v":326.85625728900442},{"$f":"BB140*(1+VLOOKUP($B140,'WEO Projections'!$B$51:$AH$68,BC$1,FALSE))","v":325.96218496874405},{"$f":"BC140*(1+VLOOKUP($B140,'WEO Projections'!$B$51:$AH$68,BD$1,FALSE))","v":325.06811264848369},null,432.27812391785437,374.72022094336523,345.13947829507543]
["Russia","Russia","Russian Federation","Total","CO2 per kWh of electricity (gCO2 per kWh)",406.44470000000001,445.9298,426.76,351.53429999999997,377.5575,363.28160000000003,455.66180000000003,428.61369999999999,429.96559999999999,426.39550000000003,393.81380000000001,398.77120000000002,407.221,411.69400000000002,401.5625,436.34440000000001,445.2647,428.19720000000001,426.32889999999998,401.64640000000003,411.96249999999998,437.35079999999999,428.779,{"$f":"AB141*(1+VLOOKUP($B141,'WEO Projections'!$B$51:$AH$68,AC$1,FALSE))","v":419.42685795458647},{"$f":"AC141*(1+VLOOKUP($B141,'WEO Projections'!$B$51:$AH$68,AD$1,FALSE))","v":410.07471590917299},{"$f":"AD141*(1+VLOOKUP($B141,'WEO Projections'!$B$51:$AH$68,AE$1,FALSE))","v":400.72257386375946},{"$f":"AE141*(1+VLOOKUP($B141,'WEO Projections'!$B$51:$AH$68,AF$1,FALSE))","v":391.33948597275804},{"$f":"AF141*(1+VLOOKUP($B141,'WEO Projections'!$B$51:$AH$68,AG$1,FALSE))","v":381.95639808175662},{"$f":"AG141*(1+VLOOKUP($B141,'WEO Projections'!$B$51:$AH$68,AH$1,FALSE))","v":372.57331019075525},{"$f":"AH141*(1+VLOOKUP($B141,'WEO Projections'!$B$51:$AH$68,AI$1,FALSE))","v":363.19022229975383},{"$f":"AI141*(1+VLOOKUP($B141,'WEO Projections'!$B$51:$AH$68,AJ$1,FALSE))","v":353.8071344087524},{"$f":"AJ141*(1+VLOOKUP($B141,'WEO Projections'!$B$51:$AH$68,AK$1,FALSE))","v":346.7860792033149},{"$f":"AK141*(1+VLOOKUP($B141,'WEO Projections'!$B$51:$AH$68,AL$1,FALSE))","v":339.76502399787739},{"$f":"AL141*(1+VLOOKUP($B141,'WEO Projections'!$B$51:$AH$68,AM$1,FALSE))","v":332.74396879243983},{"$f":"AM141*(1+VLOOKUP($B141,'WEO Projections'!$B$51:$AH$68,AN$1,FALSE))","v":325.72291358700232},{"$f":"AN141*(1+VLOOKUP($B141,'WEO Projections'!$B$51:$AH$68,AO$1,FALSE))","v":318.70185838156482},{"$f":"AO141*(1+VLOOKUP($B141,'WEO Projections'!$B$51:$AH$68,AP$1,FALSE))","v":314.18514352162634},{"$f":"AP141*(1+VLOOKUP($B141,'WEO Projections'!$B$51:$AH$68,AQ$1,FALSE))","v":309.66842866168787},{"$f":"AQ141*(1+VLOOKUP($B141,'WEO Projections'!$B$51:$AH$68,AR$1,FALSE))","v":305.15171380174945},{"$f":"AR141*(1+VLOOKUP($B141,'WEO Projections'!$B$51:$AH$68,AS$1,FALSE))","v":300.63499894181098},{"$f":"AS141*(1+VLOOKUP($B141,'WEO Projections'!$B$51:$AH$68,AT$1,FALSE))","v":296.1182840818725},{"$f":"AT141*(1+VLOOKUP($B141,'WEO Projections'!$B$51:$AH$68,AU$1,FALSE))","v":294.60212408516105},{"$f":"AU141*(1+VLOOKUP($B141,'WEO Projections'!$B$51:$AH$68,AV$1,FALSE))","v":293.08596408844966},{"$f":"AV141*(1+VLOOKUP($B141,'WEO Projections'!$B$51:$AH$68,AW$1,FALSE))","v":291.56980409173821},{"$f":"AW141*(1+VLOOKUP($B141,'WEO Projections'!$B$51:$AH$68,AX$1,FALSE))","v":290.05364409502681},{"$f":"AX141*(1+VLOOKUP($B141,'WEO Projections'!$B$51:$AH$68,AY$1,FALSE))","v":288.53748409831536},{"$f":"AY141*(1+VLOOKUP($B141,'WEO Projections'!$B$51:$AH$68,AZ$1,FALSE))","v":287.33514286478277},{"$f":"AZ141*(1+VLOOKUP($B141,'WEO Projections'!$B$51:$AH$68,BA$1,FALSE))","v":286.13280163125023},{"$f":"BA141*(1+VLOOKUP($B141,'WEO Projections'!$B$51:$AH$68,BB$1,FALSE))","v":284.9304603977177},{"$f":"BB141*(1+VLOOKUP($B141,'WEO Projections'!$B$51:$AH$68,BC$1,FALSE))","v":283.72811916418516},{"$f":"BC141*(1+VLOOKUP($B141,'WEO Projections'!$B$51:$AH$68,BD$1,FALSE))","v":282.52577793065262},null,386.63633733516184,332.74396879243983,305.15171380174945]
["Saudi Arabia",{"$f":"VLOOKUP(A142,'Country Parameters'!$B$4:$T$198,19,FALSE)","v":"Middle East"},"Saudi Arabia","Total","CO2 per kWh of electricity (gCO2 per kWh)",830.73599999999999,821.37789999999995,813.48760000000004,819.57280000000003,814.28420000000006,813.44119999999998,800.52480000000003,807.23080000000004,813.50789999999995,810.21720000000005,805.38279999999997,777.53459999999995,750.86720000000003,737.15869999999995,754.14279999999997,739.15629999999999,749.09069999999997,726.10789999999997,735.60919999999999,757.23249999999996,736.78330000000005,754.40470000000005,738.21579999999994,{"$f":"AB142*(1+VLOOKUP($B142,'WEO Projections'!$B$51:$AH$68,AC$1,FALSE))","v":715.40997566043211},{"$f":"AC142*(1+VLOOKUP($B142,'WEO Projections'!$B$51:$AH$68,AD$1,FALSE))","v":692.60415132086416},{"$f":"AD142*(1+VLOOKUP($B142,'WEO Projections'!$B$51:$AH$68,AE$1,FALSE))","v":669.79832698129633},{"$f":"AE142*(1+VLOOKUP($B142,'WEO Projections'!$B$51:$AH$68,AF$1,FALSE))","v":654.13785060777991},{"$f":"AF142*(1+VLOOKUP($B142,'WEO Projections'!$B$51:$AH$68,AG$1,FALSE))","v":638.47737423426361},{"$f":"AG142*(1+VLOOKUP($B142,'WEO Projections'!$B$51:$AH$68,AH$1,FALSE))","v":622.81689786074708},{"$f":"AH142*(1+VLOOKUP($B142,'WEO Projections'!$B$51:$AH$68,AI$1,FALSE))","v":607.15642148723077},{"$f":"AI142*(1+VLOOKUP($B142,'WEO Projections'!$B$51:$AH$68,AJ$1,FALSE))","v":591.49594511371436},{"$f":"AJ142*(1+VLOOKUP($B142,'WEO Projections'!$B$51:$AH$68,AK$1,FALSE))","v":577.89477908405865},{"$f":"AK142*(1+VLOOKUP($B142,'WEO Projections'!$B$51:$AH$68,AL$1,FALSE))","v":564.29361305440307},{"$f":"AL142*(1+VLOOKUP($B142,'WEO Projections'!$B$51:$AH$68,AM$1,FALSE))","v":550.69244702474737},{"$f":"AM142*(1+VLOOKUP($B142,'WEO Projections'!$B$51:$AH$68,AN$1,FALSE))","v":537.09128099509167},{"$f":"AN142*(1+VLOOKUP($B142,'WEO Projections'!$B$51:$AH$68,AO$1,FALSE))","v":523.49011496543596},{"$f":"AO142*(1+VLOOKUP($B142,'WEO Projections'!$B$51:$AH$68,AP$1,FALSE))","v":513.55280948631105},{"$f":"AP142*(1+VLOOKUP($B142,'WEO Projections'!$B$51:$AH$68,AQ$1,FALSE))","v":503.61550400718619},{"$f":"AQ142*(1+VLOOKUP($B142,'WEO Projections'!$B$51:$AH$68,AR$1,FALSE))","v":493.67819852806122},{"$f":"AR142*(1+VLOOKUP($B142,'WEO Projections'!$B$51:$AH$68,AS$1,FALSE))","v":483.74089304893636},{"$f":"AS142*(1+VLOOKUP($B142,'WEO Projections'!$B$51:$AH$68,AT$1,FALSE))","v":473.80358756981144},{"$f":"AT142*(1+VLOOKUP($B142,'WEO Projections'!$B$51:$AH$68,AU$1,FALSE))","v":469.10103714159476},{"$f":"AU142*(1+VLOOKUP($B142,'WEO Projections'!$B$51:$AH$68,AV$1,FALSE))","v":464.39848671337808},{"$f":"AV142*(1+VLOOKUP($B142,'WEO Projections'!$B$51:$AH$68,AW$1,FALSE))","v":459.69593628516139},{"$f":"AW142*(1+VLOOKUP($B142,'WEO Projections'!$B$51:$AH$68,AX$1,FALSE))","v":454.99338585694471},{"$f":"AX142*(1+VLOOKUP($B142,'WEO Projections'!$B$51:$AH$68,AY$1,FALSE))","v":450.29083542872803},{"$f":"AY142*(1+VLOOKUP($B142,'WEO Projections'!$B$51:$AH$68,AZ$1,FALSE))","v":447.78953224871037},{"$f":"AZ142*(1+VLOOKUP($B142,'WEO Projections'!$B$51:$AH$68,BA$1,FALSE))","v":445.28822906869271},{"$f":"BA142*(1+VLOOKUP($B142,'WEO Projections'!$B$51:$AH$68,BB$1,FALSE))","v":442.78692588867506},{"$f":"BB142*(1+VLOOKUP($B142,'WEO Projections'!$B$51:$AH$68,BC$1,FALSE))","v":440.2856227086574},{"$f":"BC142*(1+VLOOKUP($B142,'WEO Projections'!$B$51:$AH$68,BD$1,FALSE))","v":437.78431952863974},null,648.987117908291,550.69244702474737,493.67819852806122]
["Senegal",{"$f":"VLOOKUP(A143,'Country Parameters'!$B$4:$T$198,19,FALSE)","v":"Africa"},"Senegal","Total","CO2 per kWh of electricity (gCO2 per kWh)",889.20849999999996,848.63670000000002,872.53330000000005,902.32979999999998,931.50750000000005,880.61659999999995,857.14300000000003,877.93340000000001,878.26440000000002,908.09659999999997,905.24130000000002,846.43820000000005,729.63109999999995,626.01909999999998,669.65639999999996,740.7056,751.10990000000004,634.75940000000003,624.20129999999995,718.78269999999998,672.06759999999997,619.36310000000003,601.72170000000006,{"$f":"AB143*(1+VLOOKUP($B143,'WEO Projections'!$B$51:$AH$68,AC$1,FALSE))","v":597.68696494924063},{"$f":"AC143*(1+VLOOKUP($B143,'WEO Projections'!$B$51:$AH$68,AD$1,FALSE))","v":593.65222989848132},{"$f":"AD143*(1+VLOOKUP($B143,'WEO Projections'!$B$51:$AH$68,AE$1,FALSE))","v":589.6174948477219},{"$f":"AE143*(1+VLOOKUP($B143,'WEO Projections'!$B$51:$AH$68,AF$1,FALSE))","v":578.71332696466573},{"$f":"AF143*(1+VLOOKUP($B143,'WEO Projections'!$B$51:$AH$68,AG$1,FALSE))","v":567.80915908160955},{"$f":"AG143*(1+VLOOKUP($B143,'WEO Projections'!$B$51:$AH$68,AH$1,FALSE))","v":556.90499119855326},{"$f":"AH143*(1+VLOOKUP($B143,'WEO Projections'!$B$51:$AH$68,AI$1,FALSE))","v":546.00082331549709},{"$f":"AI143*(1+VLOOKUP($B143,'WEO Projections'!$B$51:$AH$68,AJ$1,FALSE))","v":535.09665543244091},{"$f":"AJ143*(1+VLOOKUP($B143,'WEO Projections'!$B$51:$AH$68,AK$1,FALSE))","v":527.0723022643574},{"$f":"AK143*(1+VLOOKUP($B143,'WEO Projections'!$B$51:$AH$68,AL$1,FALSE))","v":519.0479490962739},{"$f":"AL143*(1+VLOOKUP($B143,'WEO Projections'!$B$51:$AH$68,AM$1,FALSE))","v":511.02359592819033},{"$f":"AM143*(1+VLOOKUP($B143,'WEO Projections'!$B$51:$AH$68,AN$1,FALSE))","v":502.99924276010682},{"$f":"AN143*(1+VLOOKUP($B143,'WEO Projections'!$B$51:$AH$68,AO$1,FALSE))","v":494.97488959202332},{"$f":"AO143*(1+VLOOKUP($B143,'WEO Projections'!$B$51:$AH$68,AP$1,FALSE))","v":486.70150939766046},{"$f":"AP143*(1+VLOOKUP($B143,'WEO Projections'!$B$51:$AH$68,AQ$1,FALSE))","v":478.4281292032976},{"$f":"AQ143*(1+VLOOKUP($B143,'WEO Projections'!$B$51:$AH$68,AR$1,FALSE))","v":470.15474900893474},{"$f":"AR143*(1+VLOOKUP($B143,'WEO Projections'!$B$51:$AH$68,AS$1,FALSE))","v":461.88136881457189},{"$f":"AS143*(1+VLOOKUP($B143,'WEO Projections'!$B$51:$AH$68,AT$1,FALSE))","v":453.60798862020903},{"$f":"AT143*(1+VLOOKUP($B143,'WEO Projections'!$B$51:$AH$68,AU$1,FALSE))","v":448.44163692892153},{"$f":"AU143*(1+VLOOKUP($B143,'WEO Projections'!$B$51:$AH$68,AV$1,FALSE))","v":443.27528523763402},{"$f":"AV143*(1+VLOOKUP($B143,'WEO Projections'!$B$51:$AH$68,AW$1,FALSE))","v":438.10893354634646},{"$f":"AW143*(1+VLOOKUP($B143,'WEO Projections'!$B$51:$AH$68,AX$1,FALSE))","v":432.94258185505902},{"$f":"AX143*(1+VLOOKUP($B143,'WEO Projections'!$B$51:$AH$68,AY$1,FALSE))","v":427.77623016377152},{"$f":"AY143*(1+VLOOKUP($B143,'WEO Projections'!$B$51:$AH$68,AZ$1,FALSE))","v":423.34056474741891},{"$f":"AZ143*(1+VLOOKUP($B143,'WEO Projections'!$B$51:$AH$68,BA$1,FALSE))","v":418.9048993310663},{"$f":"BA143*(1+VLOOKUP($B143,'WEO Projections'!$B$51:$AH$68,BB$1,FALSE))","v":414.46923391471364},{"$f":"BB143*(1+VLOOKUP($B143,'WEO Projections'!$B$51:$AH$68,BC$1,FALSE))","v":410.03356849836103},{"$f":"BC143*(1+VLOOKUP($B143,'WEO Projections'!$B$51:$AH$68,BD$1,FALSE))","v":405.59790308200843},null,570.68520571102624,511.02359592819039,470.1547490089348]
["Serbia",{"$f":"VLOOKUP(A144,'Country Parameters'!$B$4:$T$198,19,FALSE)","v":"Eastern Europe & Eurasia"},"Serbia","Total","CO2 per kWh of electricity (gCO2 per kWh)",892.36350000000004,820.81299999999999,851.20370000000003,906.05970000000002,832.94230000000005,1001.4224,945.14620000000002,959.80129999999997,949.47900000000004,798.04219999999998,886.18290000000002,842.78089999999997,887.13980000000004,920.70529999999997,883.53030000000001,763.52660000000003,816.61360000000002,734.03579999999999,732.54330000000004,739.63480000000004,711.33230000000003,783.55730000000005,759.94740000000002,{"$f":"AB144*(1+VLOOKUP($B144,'WEO Projections'!$B$51:$AH$68,AC$1,FALSE))","v":741.93508792361479},{"$f":"AC144*(1+VLOOKUP($B144,'WEO Projections'!$B$51:$AH$68,AD$1,FALSE))","v":723.92277584722956},{"$f":"AD144*(1+VLOOKUP($B144,'WEO Projections'!$B$51:$AH$68,AE$1,FALSE))","v":705.91046377084433},{"$f":"AE144*(1+VLOOKUP($B144,'WEO Projections'!$B$51:$AH$68,AF$1,FALSE))","v":690.35523807286722},{"$f":"AF144*(1+VLOOKUP($B144,'WEO Projections'!$B$51:$AH$68,AG$1,FALSE))","v":674.80001237489},{"$f":"AG144*(1+VLOOKUP($B144,'WEO Projections'!$B$51:$AH$68,AH$1,FALSE))","v":659.2447866769129},{"$f":"AH144*(1+VLOOKUP($B144,'WEO Projections'!$B$51:$AH$68,AI$1,FALSE))","v":643.68956097893567},{"$f":"AI144*(1+VLOOKUP($B144,'WEO Projections'!$B$51:$AH$68,AJ$1,FALSE))","v":628.13433528095845},{"$f":"AJ144*(1+VLOOKUP($B144,'WEO Projections'!$B$51:$AH$68,AK$1,FALSE))","v":616.25323169296132},{"$f":"AK144*(1+VLOOKUP($B144,'WEO Projections'!$B$51:$AH$68,AL$1,FALSE))","v":604.37212810496419},{"$f":"AL144*(1+VLOOKUP($B144,'WEO Projections'!$B$51:$AH$68,AM$1,FALSE))","v":592.49102451696717},{"$f":"AM144*(1+VLOOKUP($B144,'WEO Projections'!$B$51:$AH$68,AN$1,FALSE))","v":580.60992092897004},{"$f":"AN144*(1+VLOOKUP($B144,'WEO Projections'!$B$51:$AH$68,AO$1,FALSE))","v":568.72881734097291},{"$f":"AO144*(1+VLOOKUP($B144,'WEO Projections'!$B$51:$AH$68,AP$1,FALSE))","v":561.05896615363372},{"$f":"AP144*(1+VLOOKUP($B144,'WEO Projections'!$B$51:$AH$68,AQ$1,FALSE))","v":553.38911496629453},{"$f":"AQ144*(1+VLOOKUP($B144,'WEO Projections'!$B$51:$AH$68,AR$1,FALSE))","v":545.71926377895545},{"$f":"AR144*(1+VLOOKUP($B144,'WEO Projections'!$B$51:$AH$68,AS$1,FALSE))","v":538.04941259161626},{"$f":"AS144*(1+VLOOKUP($B144,'WEO Projections'!$B$51:$AH$68,AT$1,FALSE))","v":530.37956140427707},{"$f":"AT144*(1+VLOOKUP($B144,'WEO Projections'!$B$51:$AH$68,AU$1,FALSE))","v":528.51397849100772},{"$f":"AU144*(1+VLOOKUP($B144,'WEO Projections'!$B$51:$AH$68,AV$1,FALSE))","v":526.64839557773848},{"$f":"AV144*(1+VLOOKUP($B144,'WEO Projections'!$B$51:$AH$68,AW$1,FALSE))","v":524.78281266446913},{"$f":"AW144*(1+VLOOKUP($B144,'WEO Projections'!$B$51:$AH$68,AX$1,FALSE))","v":522.9172297511999},{"$f":"AX144*(1+VLOOKUP($B144,'WEO Projections'!$B$51:$AH$68,AY$1,FALSE))","v":521.05164683793055},{"$f":"AY144*(1+VLOOKUP($B144,'WEO Projections'!$B$51:$AH$68,AZ$1,FALSE))","v":519.63797926565564},{"$f":"AZ144*(1+VLOOKUP($B144,'WEO Projections'!$B$51:$AH$68,BA$1,FALSE))","v":518.22431169338074},{"$f":"BA144*(1+VLOOKUP($B144,'WEO Projections'!$B$51:$AH$68,BB$1,FALSE))","v":516.81064412110595},{"$f":"BB144*(1+VLOOKUP($B144,'WEO Projections'!$B$51:$AH$68,BC$1,FALSE))","v":515.39697654883105},{"$f":"BC144*(1+VLOOKUP($B144,'WEO Projections'!$B$51:$AH$68,BD$1,FALSE))","v":513.98330897655615},null,683.4990326157814,592.49102451696717,545.71926377895534]
["Singapore",{"$f":"VLOOKUP(A145,'Country Parameters'!$B$4:$T$198,19,FALSE)","v":"Non-OECD Asia"},"Singapore","Total","CO2 per kWh of electricity (gCO2 per kWh)",909.91219999999998,827.57950000000005,867.26189999999997,1028.3168000000001,978.59749999999997,936.83150000000001,892.16179999999997,781.91120000000001,734.20169999999996,758.15710000000001,764.19619999999998,728.64790000000005,668.05150000000003,592.31700000000001,558.33159999999998,515.51589999999999,503.85759999999999,494.28140000000002,477.51080000000002,474.21080000000001,489.28140000000002,493.95409999999998,472.47890000000001,{"$f":"AB145*(1+VLOOKUP($B145,'WEO Projections'!$B$51:$AH$68,AC$1,FALSE))","v":462.71185652102037},{"$f":"AC145*(1+VLOOKUP($B145,'WEO Projections'!$B$51:$AH$68,AD$1,FALSE))","v":452.94481304204061},{"$f":"AD145*(1+VLOOKUP($B145,'WEO Projections'!$B$51:$AH$68,AE$1,FALSE))","v":443.17776956306096},{"$f":"AE145*(1+VLOOKUP($B145,'WEO Projections'!$B$51:$AH$68,AF$1,FALSE))","v":436.81912706569386},{"$f":"AF145*(1+VLOOKUP($B145,'WEO Projections'!$B$51:$AH$68,AG$1,FALSE))","v":430.46048456832682},{"$f":"AG145*(1+VLOOKUP($B145,'WEO Projections'!$B$51:$AH$68,AH$1,FALSE))","v":424.10184207095972},{"$f":"AH145*(1+VLOOKUP($B145,'WEO Projections'!$B$51:$AH$68,AI$1,FALSE))","v":417.74319957359262},{"$f":"AI145*(1+VLOOKUP($B145,'WEO Projections'!$B$51:$AH$68,AJ$1,FALSE))","v":411.38455707622552},{"$f":"AJ145*(1+VLOOKUP($B145,'WEO Projections'!$B$51:$AH$68,AK$1,FALSE))","v":407.96650356887142},{"$f":"AK145*(1+VLOOKUP($B145,'WEO Projections'!$B$51:$AH$68,AL$1,FALSE))","v":404.54845006151737},{"$f":"AL145*(1+VLOOKUP($B145,'WEO Projections'!$B$51:$AH$68,AM$1,FALSE))","v":401.13039655416327},{"$f":"AM145*(1+VLOOKUP($B145,'WEO Projections'!$B$51:$AH$68,AN$1,FALSE))","v":397.71234304680922},{"$f":"AN145*(1+VLOOKUP($B145,'WEO Projections'!$B$51:$AH$68,AO$1,FALSE))","v":394.29428953945512},{"$f":"AO145*(1+VLOOKUP($B145,'WEO Projections'!$B$51:$AH$68,AP$1,FALSE))","v":393.52607035131598},{"$f":"AP145*(1+VLOOKUP($B145,'WEO Projections'!$B$51:$AH$68,AQ$1,FALSE))","v":392.75785116317678},{"$f":"AQ145*(1+VLOOKUP($B145,'WEO Projections'!$B$51:$AH$68,AR$1,FALSE))","v":391.98963197503764},{"$f":"AR145*(1+VLOOKUP($B145,'WEO Projections'!$B$51:$AH$68,AS$1,FALSE))","v":391.22141278689844},{"$f":"AS145*(1+VLOOKUP($B145,'WEO Projections'!$B$51:$AH$68,AT$1,FALSE))","v":390.4531935987593},{"$f":"AT145*(1+VLOOKUP($B145,'WEO Projections'!$B$51:$AH$68,AU$1,FALSE))","v":390.00814117981594},{"$f":"AU145*(1+VLOOKUP($B145,'WEO Projections'!$B$51:$AH$68,AV$1,FALSE))","v":389.56308876087257},{"$f":"AV145*(1+VLOOKUP($B145,'WEO Projections'!$B$51:$AH$68,AW$1,FALSE))","v":389.11803634192916},{"$f":"AW145*(1+VLOOKUP($B145,'WEO Projections'!$B$51:$AH$68,AX$1,FALSE))","v":388.67298392298579},{"$f":"AX145*(1+VLOOKUP($B145,'WEO Projections'!$B$51:$AH$68,AY$1,FALSE))","v":388.22793150404243},{"$f":"AY145*(1+VLOOKUP($B145,'WEO Projections'!$B$51:$AH$68,AZ$1,FALSE))","v":388.23203825179604},{"$f":"AZ145*(1+VLOOKUP($B145,'WEO Projections'!$B$51:$AH$68,BA$1,FALSE))","v":388.23614499954965},{"$f":"BA145*(1+VLOOKUP($B145,'WEO Projections'!$B$51:$AH$68,BB$1,FALSE))","v":388.24025174730332},{"$f":"BB145*(1+VLOOKUP($B145,'WEO Projections'!$B$51:$AH$68,BC$1,FALSE))","v":388.24435849505693},{"$f":"BC145*(1+VLOOKUP($B145,'WEO Projections'!$B$51:$AH$68,BD$1,FALSE))","v":388.24846524281054},null,434.91795618511509,401.13039655416327,391.98963197503764]
["Slovakia",{"$f":"VLOOKUP(A146,'Country Parameters'!$B$4:$T$198,19,FALSE)","v":"OECD Europe"},"Slovak Republic","Total","CO2 per kWh of electricity (gCO2 per kWh)",389.1497,406.73219999999998,384.42489999999998,390.54059999999998,326.20639999999997,363.79730000000001,362.81240000000003,382.93400000000003,358.0231,335.67559999999997,245.45670000000001,231.47720000000001,201.28790000000001,256.38529999999997,233.1704,221.33160000000001,214.1497,220.70930000000001,207.5324,210.215,197.04390000000001,199.85489999999999,194.3861,{"$f":"AB146*(1+VLOOKUP($B146,'WEO Projections'!$B$51:$AH$68,AC$1,FALSE))","v":189.70625377178683},{"$f":"AC146*(1+VLOOKUP($B146,'WEO Projections'!$B$51:$AH$68,AD$1,FALSE))","v":185.02640754357364},{"$f":"AD146*(1+VLOOKUP($B146,'WEO Projections'!$B$51:$AH$68,AE$1,FALSE))","v":180.3465613153605},{"$f":"AE146*(1+VLOOKUP($B146,'WEO Projections'!$B$51:$AH$68,AF$1,FALSE))","v":176.81270550289744},{"$f":"AF146*(1+VLOOKUP($B146,'WEO Projections'!$B$51:$AH$68,AG$1,FALSE))","v":173.27884969043438},{"$f":"AG146*(1+VLOOKUP($B146,'WEO Projections'!$B$51:$AH$68,AH$1,FALSE))","v":169.74499387797132},{"$f":"AH146*(1+VLOOKUP($B146,'WEO Projections'!$B$51:$AH$68,AI$1,FALSE))","v":166.21113806550827},{"$f":"AI146*(1+VLOOKUP($B146,'WEO Projections'!$B$51:$AH$68,AJ$1,FALSE))","v":162.67728225304521},{"$f":"AJ146*(1+VLOOKUP($B146,'WEO Projections'!$B$51:$AH$68,AK$1,FALSE))","v":161.44782321623305},{"$f":"AK146*(1+VLOOKUP($B146,'WEO Projections'!$B$51:$AH$68,AL$1,FALSE))","v":160.21836417942092},{"$f":"AL146*(1+VLOOKUP($B146,'WEO Projections'!$B$51:$AH$68,AM$1,FALSE))","v":158.98890514260873},{"$f":"AM146*(1+VLOOKUP($B146,'WEO Projections'!$B$51:$AH$68,AN$1,FALSE))","v":157.75944610579657},{"$f":"AN146*(1+VLOOKUP($B146,'WEO Projections'!$B$51:$AH$68,AO$1,FALSE))","v":156.52998706898444},{"$f":"AO146*(1+VLOOKUP($B146,'WEO Projections'!$B$51:$AH$68,AP$1,FALSE))","v":154.77334092541167},{"$f":"AP146*(1+VLOOKUP($B146,'WEO Projections'!$B$51:$AH$68,AQ$1,FALSE))","v":153.01669478183894},{"$f":"AQ146*(1+VLOOKUP($B146,'WEO Projections'!$B$51:$AH$68,AR$1,FALSE))","v":151.26004863826617},{"$f":"AR146*(1+VLOOKUP($B146,'WEO Projections'!$B$51:$AH$68,AS$1,FALSE))","v":149.50340249469343},{"$f":"AS146*(1+VLOOKUP($B146,'WEO Projections'!$B$51:$AH$68,AT$1,FALSE))","v":147.74675635112069},{"$f":"AT146*(1+VLOOKUP($B146,'WEO Projections'!$B$51:$AH$68,AU$1,FALSE))","v":145.63094121893141},{"$f":"AU146*(1+VLOOKUP($B146,'WEO Projections'!$B$51:$AH$68,AV$1,FALSE))","v":143.51512608674213},{"$f":"AV146*(1+VLOOKUP($B146,'WEO Projections'!$B$51:$AH$68,AW$1,FALSE))","v":141.39931095455285},{"$f":"AW146*(1+VLOOKUP($B146,'WEO Projections'!$B$51:$AH$68,AX$1,FALSE))","v":139.28349582236353},{"$f":"AX146*(1+VLOOKUP($B146,'WEO Projections'!$B$51:$AH$68,AY$1,FALSE))","v":137.16768069017425},{"$f":"AY146*(1+VLOOKUP($B146,'WEO Projections'!$B$51:$AH$68,AZ$1,FALSE))","v":136.63813048228675},{"$f":"AZ146*(1+VLOOKUP($B146,'WEO Projections'!$B$51:$AH$68,BA$1,FALSE))","v":136.10858027439926},{"$f":"BA146*(1+VLOOKUP($B146,'WEO Projections'!$B$51:$AH$68,BB$1,FALSE))","v":135.57903006651176},{"$f":"BB146*(1+VLOOKUP($B146,'WEO Projections'!$B$51:$AH$68,BC$1,FALSE))","v":135.04947985862427},{"$f":"BC146*(1+VLOOKUP($B146,'WEO Projections'!$B$51:$AH$68,BD$1,FALSE))","v":134.51992965073677},null,175.4755240025722,158.98890514260876,151.26004863826617]
["Slovenia",{"$f":"VLOOKUP(A147,'Country Parameters'!$B$4:$T$198,19,FALSE)","v":"OECD Europe"},"Slovenia","Total","CO2 per kWh of electricity (gCO2 per kWh)",429.4341,348.18869999999998,404.94900000000001,424.8947,367.4008,382.33370000000002,350.72579999999999,372.74259999999998,387.65069999999997,342.03100000000001,343.42910000000001,360.7833,380.09550000000002,376.34129999999999,345.41989999999998,348.51839999999999,361.66289999999998,374.90800000000002,331.60509999999999,318.4658,324.9119,338.20330000000001,331.47609999999997,{"$f":"AB147*(1+VLOOKUP($B147,'WEO Projections'!$B$51:$AH$68,AC$1,FALSE))","v":323.49581140771994},{"$f":"AC147*(1+VLOOKUP($B147,'WEO Projections'!$B$51:$AH$68,AD$1,FALSE))","v":315.51552281543985},{"$f":"AD147*(1+VLOOKUP($B147,'WEO Projections'!$B$51:$AH$68,AE$1,FALSE))","v":307.53523422315982},{"$f":"AE147*(1+VLOOKUP($B147,'WEO Projections'!$B$51:$AH$68,AF$1,FALSE))","v":301.50914108852936},{"$f":"AF147*(1+VLOOKUP($B147,'WEO Projections'!$B$51:$AH$68,AG$1,FALSE))","v":295.4830479538989},{"$f":"AG147*(1+VLOOKUP($B147,'WEO Projections'!$B$51:$AH$68,AH$1,FALSE))","v":289.45695481926845},{"$f":"AH147*(1+VLOOKUP($B147,'WEO Projections'!$B$51:$AH$68,AI$1,FALSE))","v":283.43086168463799},{"$f":"AI147*(1+VLOOKUP($B147,'WEO Projections'!$B$51:$AH$68,AJ$1,FALSE))","v":277.40476855000753},{"$f":"AJ147*(1+VLOOKUP($B147,'WEO Projections'!$B$51:$AH$68,AK$1,FALSE))","v":275.30823856853124},{"$f":"AK147*(1+VLOOKUP($B147,'WEO Projections'!$B$51:$AH$68,AL$1,FALSE))","v":273.21170858705494},{"$f":"AL147*(1+VLOOKUP($B147,'WEO Projections'!$B$51:$AH$68,AM$1,FALSE))","v":271.11517860557859},{"$f":"AM147*(1+VLOOKUP($B147,'WEO Projections'!$B$51:$AH$68,AN$1,FALSE))","v":269.0186486241023},{"$f":"AN147*(1+VLOOKUP($B147,'WEO Projections'!$B$51:$AH$68,AO$1,FALSE))","v":266.922118642626},{"$f":"AO147*(1+VLOOKUP($B147,'WEO Projections'!$B$51:$AH$68,AP$1,FALSE))","v":263.9266050089272},{"$f":"AP147*(1+VLOOKUP($B147,'WEO Projections'!$B$51:$AH$68,AQ$1,FALSE))","v":260.93109137522845},{"$f":"AQ147*(1+VLOOKUP($B147,'WEO Projections'!$B$51:$AH$68,AR$1,FALSE))","v":257.93557774152964},{"$f":"AR147*(1+VLOOKUP($B147,'WEO Projections'!$B$51:$AH$68,AS$1,FALSE))","v":254.94006410783086},{"$f":"AS147*(1+VLOOKUP($B147,'WEO Projections'!$B$51:$AH$68,AT$1,FALSE))","v":251.94455047413209},{"$f":"AT147*(1+VLOOKUP($B147,'WEO Projections'!$B$51:$AH$68,AU$1,FALSE))","v":248.33656539526538},{"$f":"AU147*(1+VLOOKUP($B147,'WEO Projections'!$B$51:$AH$68,AV$1,FALSE))","v":244.72858031639868},{"$f":"AV147*(1+VLOOKUP($B147,'WEO Projections'!$B$51:$AH$68,AW$1,FALSE))","v":241.12059523753197},{"$f":"AW147*(1+VLOOKUP($B147,'WEO Projections'!$B$51:$AH$68,AX$1,FALSE))","v":237.51261015866527},{"$f":"AX147*(1+VLOOKUP($B147,'WEO Projections'!$B$51:$AH$68,AY$1,FALSE))","v":233.90462507979856},{"$f":"AY147*(1+VLOOKUP($B147,'WEO Projections'!$B$51:$AH$68,AZ$1,FALSE))","v":233.00161175906862},{"$f":"AZ147*(1+VLOOKUP($B147,'WEO Projections'!$B$51:$AH$68,BA$1,FALSE))","v":232.09859843833871},{"$f":"BA147*(1+VLOOKUP($B147,'WEO Projections'!$B$51:$AH$68,BB$1,FALSE))","v":231.1955851176088},{"$f":"BB147*(1+VLOOKUP($B147,'WEO Projections'!$B$51:$AH$68,BC$1,FALSE))","v":230.29257179687889},{"$f":"BC147*(1+VLOOKUP($B147,'WEO Projections'!$B$51:$AH$68,BD$1,FALSE))","v":229.38955847614898},null,299.22891781783278,271.11517860557859,257.93557774152964]
["South Africa",{"$f":"VLOOKUP(A148,'Country Parameters'!$B$4:$T$198,19,FALSE)","v":"Africa"},"South Africa","Total","CO2 per kWh of electricity (gCO2 per kWh)",848.60469999999998,840.10119999999995,852.4742,879.88289999999995,867.25739999999996,883.66869999999994,860.67190000000005,869.4452,927.47180000000003,889.73009999999999,893.02850000000001,828.92349999999999,808.67939999999999,849.07650000000001,871.18370000000004,851.40359999999998,831.49120000000005,827.16639999999995,947.70579999999995,905.65129999999999,926.53679999999997,869.45600000000002,913.52679999999998,{"$f":"AB148*(1+VLOOKUP($B148,'WEO Projections'!$B$51:$AH$68,AC$1,FALSE))","v":907.40131275270926},{"$f":"AC148*(1+VLOOKUP($B148,'WEO Projections'!$B$51:$AH$68,AD$1,FALSE))","v":901.27582550541877},{"$f":"AD148*(1+VLOOKUP($B148,'WEO Projections'!$B$51:$AH$68,AE$1,FALSE))","v":895.15033825812816},{"$f":"AE148*(1+VLOOKUP($B148,'WEO Projections'!$B$51:$AH$68,AF$1,FALSE))","v":878.59575896861429},{"$f":"AF148*(1+VLOOKUP($B148,'WEO Projections'!$B$51:$AH$68,AG$1,FALSE))","v":862.04117967910042},{"$f":"AG148*(1+VLOOKUP($B148,'WEO Projections'!$B$51:$AH$68,AH$1,FALSE))","v":845.48660038958633},{"$f":"AH148*(1+VLOOKUP($B148,'WEO Projections'!$B$51:$AH$68,AI$1,FALSE))","v":828.93202110007235},{"$f":"AI148*(1+VLOOKUP($B148,'WEO Projections'!$B$51:$AH$68,AJ$1,FALSE))","v":812.37744181055848},{"$f":"AJ148*(1+VLOOKUP($B148,'WEO Projections'!$B$51:$AH$68,AK$1,FALSE))","v":800.19496331309165},{"$f":"AK148*(1+VLOOKUP($B148,'WEO Projections'!$B$51:$AH$68,AL$1,FALSE))","v":788.01248481562482},{"$f":"AL148*(1+VLOOKUP($B148,'WEO Projections'!$B$51:$AH$68,AM$1,FALSE))","v":775.83000631815787},{"$f":"AM148*(1+VLOOKUP($B148,'WEO Projections'!$B$51:$AH$68,AN$1,FALSE))","v":763.64752782069104},{"$f":"AN148*(1+VLOOKUP($B148,'WEO Projections'!$B$51:$AH$68,AO$1,FALSE))","v":751.46504932322421},{"$f":"AO148*(1+VLOOKUP($B148,'WEO Projections'!$B$51:$AH$68,AP$1,FALSE))","v":738.90450092661547},{"$f":"AP148*(1+VLOOKUP($B148,'WEO Projections'!$B$51:$AH$68,AQ$1,FALSE))","v":726.34395253000673},{"$f":"AQ148*(1+VLOOKUP($B148,'WEO Projections'!$B$51:$AH$68,AR$1,FALSE))","v":713.78340413339799},{"$f":"AR148*(1+VLOOKUP($B148,'WEO Projections'!$B$51:$AH$68,AS$1,FALSE))","v":701.22285573678926},{"$f":"AS148*(1+VLOOKUP($B148,'WEO Projections'!$B$51:$AH$68,AT$1,FALSE))","v":688.66230734018052},{"$f":"AT148*(1+VLOOKUP($B148,'WEO Projections'!$B$51:$AH$68,AU$1,FALSE))","v":680.81881303339969},{"$f":"AU148*(1+VLOOKUP($B148,'WEO Projections'!$B$51:$AH$68,AV$1,FALSE))","v":672.97531872661898},{"$f":"AV148*(1+VLOOKUP($B148,'WEO Projections'!$B$51:$AH$68,AW$1,FALSE))","v":665.13182441983815},{"$f":"AW148*(1+VLOOKUP($B148,'WEO Projections'!$B$51:$AH$68,AX$1,FALSE))","v":657.28833011305744},{"$f":"AX148*(1+VLOOKUP($B148,'WEO Projections'!$B$51:$AH$68,AY$1,FALSE))","v":649.44483580627661},{"$f":"AY148*(1+VLOOKUP($B148,'WEO Projections'!$B$51:$AH$68,AZ$1,FALSE))","v":642.71066079867546},{"$f":"AZ148*(1+VLOOKUP($B148,'WEO Projections'!$B$51:$AH$68,BA$1,FALSE))","v":635.97648579107431},{"$f":"BA148*(1+VLOOKUP($B148,'WEO Projections'!$B$51:$AH$68,BB$1,FALSE))","v":629.24231078347304},{"$f":"BB148*(1+VLOOKUP($B148,'WEO Projections'!$B$51:$AH$68,BC$1,FALSE))","v":622.50813577587189},{"$f":"BC148*(1+VLOOKUP($B148,'WEO Projections'!$B$51:$AH$68,BD$1,FALSE))","v":615.77396076827074},null,866.40755980802351,775.83000631815787,713.78340413339799]
["Spain",{"$f":"VLOOKUP(A149,'Country Parameters'!$B$4:$T$198,19,FALSE)","v":"OECD Europe"},"Spain","Total","CO2 per kWh of electricity (gCO2 per kWh)",427.02839999999998,421.74509999999998,474.36599999999999,415.7287,410.6429,453.51740000000001,357.77589999999998,392.01940000000002,380.94940000000003,444.48,432.49979999999999,381.95190000000002,437.08600000000001,379.2176,382.57510000000002,396.12540000000001,368.65879999999999,386.98840000000001,326.75170000000003,296.7944,237.27860000000001,292.40109999999999,305.35539999999997,{"$f":"AB149*(1+VLOOKUP($B149,'WEO Projections'!$B$51:$AH$68,AC$1,FALSE))","v":298.0039673772223},{"$f":"AC149*(1+VLOOKUP($B149,'WEO Projections'!$B$51:$AH$68,AD$1,FALSE))","v":290.65253475444456},{"$f":"AD149*(1+VLOOKUP($B149,'WEO Projections'!$B$51:$AH$68,AE$1,FALSE))","v":283.30110213166694},{"$f":"AE149*(1+VLOOKUP($B149,'WEO Projections'!$B$51:$AH$68,AF$1,FALSE))","v":277.74987210463831},{"$f":"AF149*(1+VLOOKUP($B149,'WEO Projections'!$B$51:$AH$68,AG$1,FALSE))","v":272.19864207760969},{"$f":"AG149*(1+VLOOKUP($B149,'WEO Projections'!$B$51:$AH$68,AH$1,FALSE))","v":266.64741205058107},{"$f":"AH149*(1+VLOOKUP($B149,'WEO Projections'!$B$51:$AH$68,AI$1,FALSE))","v":261.09618202355244},{"$f":"AI149*(1+VLOOKUP($B149,'WEO Projections'!$B$51:$AH$68,AJ$1,FALSE))","v":255.54495199652385},{"$f":"AJ149*(1+VLOOKUP($B149,'WEO Projections'!$B$51:$AH$68,AK$1,FALSE))","v":253.61363100202172},{"$f":"AK149*(1+VLOOKUP($B149,'WEO Projections'!$B$51:$AH$68,AL$1,FALSE))","v":251.68231000751962},{"$f":"AL149*(1+VLOOKUP($B149,'WEO Projections'!$B$51:$AH$68,AM$1,FALSE))","v":249.75098901301746},{"$f":"AM149*(1+VLOOKUP($B149,'WEO Projections'!$B$51:$AH$68,AN$1,FALSE))","v":247.81966801851533},{"$f":"AN149*(1+VLOOKUP($B149,'WEO Projections'!$B$51:$AH$68,AO$1,FALSE))","v":245.88834702401323},{"$f":"AO149*(1+VLOOKUP($B149,'WEO Projections'!$B$51:$AH$68,AP$1,FALSE))","v":243.12888332867124},{"$f":"AP149*(1+VLOOKUP($B149,'WEO Projections'!$B$51:$AH$68,AQ$1,FALSE))","v":240.3694196333293},{"$f":"AQ149*(1+VLOOKUP($B149,'WEO Projections'!$B$51:$AH$68,AR$1,FALSE))","v":237.60995593798731},{"$f":"AR149*(1+VLOOKUP($B149,'WEO Projections'!$B$51:$AH$68,AS$1,FALSE))","v":234.85049224264534},{"$f":"AS149*(1+VLOOKUP($B149,'WEO Projections'!$B$51:$AH$68,AT$1,FALSE))","v":232.09102854730338},{"$f":"AT149*(1+VLOOKUP($B149,'WEO Projections'!$B$51:$AH$68,AU$1,FALSE))","v":228.7673568649366},{"$f":"AU149*(1+VLOOKUP($B149,'WEO Projections'!$B$51:$AH$68,AV$1,FALSE))","v":225.44368518256985},{"$f":"AV149*(1+VLOOKUP($B149,'WEO Projections'!$B$51:$AH$68,AW$1,FALSE))","v":222.1200135002031},{"$f":"AW149*(1+VLOOKUP($B149,'WEO Projections'!$B$51:$AH$68,AX$1,FALSE))","v":218.79634181783632},{"$f":"AX149*(1+VLOOKUP($B149,'WEO Projections'!$B$51:$AH$68,AY$1,FALSE))","v":215.47267013546957},{"$f":"AY149*(1+VLOOKUP($B149,'WEO Projections'!$B$51:$AH$68,AZ$1,FALSE))","v":214.64081530866059},{"$f":"AZ149*(1+VLOOKUP($B149,'WEO Projections'!$B$51:$AH$68,BA$1,FALSE))","v":213.80896048185161},{"$f":"BA149*(1+VLOOKUP($B149,'WEO Projections'!$B$51:$AH$68,BB$1,FALSE))","v":212.97710565504266},{"$f":"BB149*(1+VLOOKUP($B149,'WEO Projections'!$B$51:$AH$68,BC$1,FALSE))","v":212.14525082823369},{"$f":"BC149*(1+VLOOKUP($B149,'WEO Projections'!$B$51:$AH$68,BD$1,FALSE))","v":211.31339600142471},null,275.64933306452991,249.75098901301749,237.60995593798734]
["Sri Lanka",{"$f":"VLOOKUP(A150,'Country Parameters'!$B$4:$T$198,19,FALSE)","v":"Non-OECD Asia"},"Sri Lanka","Total","CO2 per kWh of electricity (gCO2 per kWh)",1.9545999999999999,54.646999999999998,190.3921,73.947199999999995,63.850499999999997,50.714100000000002,231.98920000000001,262.46300000000002,203.96109999999999,228.57749999999999,447.5745,429.44900000000001,470.44450000000001,488.41649999999998,513.10360000000003,476.16329999999999,335.28449999999998,394.08819999999997,387.12790000000001,409.14089999999999,312.18950000000001,438.87290000000002,542.09180000000003,{"$f":"AB150*(1+VLOOKUP($B150,'WEO Projections'!$B$51:$AH$68,AC$1,FALSE))","v":530.88572459600141},{"$f":"AC150*(1+VLOOKUP($B150,'WEO Projections'!$B$51:$AH$68,AD$1,FALSE))","v":519.67964919200267},{"$f":"AD150*(1+VLOOKUP($B150,'WEO Projections'!$B$51:$AH$68,AE$1,FALSE))","v":508.47357378800399},{"$f":"AE150*(1+VLOOKUP($B150,'WEO Projections'!$B$51:$AH$68,AF$1,FALSE))","v":501.17807772044574},{"$f":"AF150*(1+VLOOKUP($B150,'WEO Projections'!$B$51:$AH$68,AG$1,FALSE))","v":493.88258165288761},{"$f":"AG150*(1+VLOOKUP($B150,'WEO Projections'!$B$51:$AH$68,AH$1,FALSE))","v":486.58708558532936},{"$f":"AH150*(1+VLOOKUP($B150,'WEO Projections'!$B$51:$AH$68,AI$1,FALSE))","v":479.29158951777117},{"$f":"AI150*(1+VLOOKUP($B150,'WEO Projections'!$B$51:$AH$68,AJ$1,FALSE))","v":471.99609345021292},{"$f":"AJ150*(1+VLOOKUP($B150,'WEO Projections'!$B$51:$AH$68,AK$1,FALSE))","v":468.07443942863034},{"$f":"AK150*(1+VLOOKUP($B150,'WEO Projections'!$B$51:$AH$68,AL$1,FALSE))","v":464.15278540704787},{"$f":"AL150*(1+VLOOKUP($B150,'WEO Projections'!$B$51:$AH$68,AM$1,FALSE))","v":460.23113138546535},{"$f":"AM150*(1+VLOOKUP($B150,'WEO Projections'!$B$51:$AH$68,AN$1,FALSE))","v":456.30947736388288},{"$f":"AN150*(1+VLOOKUP($B150,'WEO Projections'!$B$51:$AH$68,AO$1,FALSE))","v":452.38782334230035},{"$f":"AO150*(1+VLOOKUP($B150,'WEO Projections'!$B$51:$AH$68,AP$1,FALSE))","v":451.50641822030889},{"$f":"AP150*(1+VLOOKUP($B150,'WEO Projections'!$B$51:$AH$68,AQ$1,FALSE))","v":450.62501309831737},{"$f":"AQ150*(1+VLOOKUP($B150,'WEO Projections'!$B$51:$AH$68,AR$1,FALSE))","v":449.7436079763259},{"$f":"AR150*(1+VLOOKUP($B150,'WEO Projections'!$B$51:$AH$68,AS$1,FALSE))","v":448.86220285433438},{"$f":"AS150*(1+VLOOKUP($B150,'WEO Projections'!$B$51:$AH$68,AT$1,FALSE))","v":447.98079773234292},{"$f":"AT150*(1+VLOOKUP($B150,'WEO Projections'!$B$51:$AH$68,AU$1,FALSE))","v":447.47017330683025},{"$f":"AU150*(1+VLOOKUP($B150,'WEO Projections'!$B$51:$AH$68,AV$1,FALSE))","v":446.95954888131757},{"$f":"AV150*(1+VLOOKUP($B150,'WEO Projections'!$B$51:$AH$68,AW$1,FALSE))","v":446.44892445580479},{"$f":"AW150*(1+VLOOKUP($B150,'WEO Projections'!$B$51:$AH$68,AX$1,FALSE))","v":445.93830003029211},{"$f":"AX150*(1+VLOOKUP($B150,'WEO Projections'!$B$51:$AH$68,AY$1,FALSE))","v":445.42767560477944},{"$f":"AY150*(1+VLOOKUP($B150,'WEO Projections'!$B$51:$AH$68,AZ$1,FALSE))","v":445.43238742213663},{"$f":"AZ150*(1+VLOOKUP($B150,'WEO Projections'!$B$51:$AH$68,BA$1,FALSE))","v":445.43709923949376},{"$f":"BA150*(1+VLOOKUP($B150,'WEO Projections'!$B$51:$AH$68,BB$1,FALSE))","v":445.44181105685101},{"$f":"BB150*(1+VLOOKUP($B150,'WEO Projections'!$B$51:$AH$68,BC$1,FALSE))","v":445.4465228742082},{"$f":"BC150*(1+VLOOKUP($B150,'WEO Projections'!$B$51:$AH$68,BD$1,FALSE))","v":445.45123469156533},null,498.99679693783185,460.2311313854654,449.7436079763259]
["Sudan",{"$f":"VLOOKUP(A151,'Country Parameters'!$B$4:$T$198,19,FALSE)","v":"Africa"},"Sudan","Total","CO2 per kWh of electricity (gCO2 per kWh)",325.11090000000002,338.58819999999997,300.42959999999999,516.35709999999995,353.12920000000003,465.24520000000001,483.28500000000003,511.3014,465.6241,428.03379999999999,508.20119999999997,480.84469999999999,591.85770000000002,602.54049999999995,606.71299999999997,614.99159999999995,658.71979999999996,580.19000000000005,600.78510000000006,412.572,143.4881,194.43950000000001,201.9572,{"$f":"AB151*(1+VLOOKUP($B151,'WEO Projections'!$B$51:$AH$68,AC$1,FALSE))","v":200.60301285070287},{"$f":"AC151*(1+VLOOKUP($B151,'WEO Projections'!$B$51:$AH$68,AD$1,FALSE))","v":199.24882570140576},{"$f":"AD151*(1+VLOOKUP($B151,'WEO Projections'!$B$51:$AH$68,AE$1,FALSE))","v":197.89463855210863},{"$f":"AE151*(1+VLOOKUP($B151,'WEO Projections'!$B$51:$AH$68,AF$1,FALSE))","v":194.23484829692595},{"$f":"AF151*(1+VLOOKUP($B151,'WEO Projections'!$B$51:$AH$68,AG$1,FALSE))","v":190.57505804174329},{"$f":"AG151*(1+VLOOKUP($B151,'WEO Projections'!$B$51:$AH$68,AH$1,FALSE))","v":186.91526778656058},{"$f":"AH151*(1+VLOOKUP($B151,'WEO Projections'!$B$51:$AH$68,AI$1,FALSE))","v":183.25547753137789},{"$f":"AI151*(1+VLOOKUP($B151,'WEO Projections'!$B$51:$AH$68,AJ$1,FALSE))","v":179.59568727619521},{"$f":"AJ151*(1+VLOOKUP($B151,'WEO Projections'!$B$51:$AH$68,AK$1,FALSE))","v":176.90245567487972},{"$f":"AK151*(1+VLOOKUP($B151,'WEO Projections'!$B$51:$AH$68,AL$1,FALSE))","v":174.20922407356423},{"$f":"AL151*(1+VLOOKUP($B151,'WEO Projections'!$B$51:$AH$68,AM$1,FALSE))","v":171.51599247224871},{"$f":"AM151*(1+VLOOKUP($B151,'WEO Projections'!$B$51:$AH$68,AN$1,FALSE))","v":168.82276087093322},{"$f":"AN151*(1+VLOOKUP($B151,'WEO Projections'!$B$51:$AH$68,AO$1,FALSE))","v":166.12952926961773},{"$f":"AO151*(1+VLOOKUP($B151,'WEO Projections'!$B$51:$AH$68,AP$1,FALSE))","v":163.35271617049071},{"$f":"AP151*(1+VLOOKUP($B151,'WEO Projections'!$B$51:$AH$68,AQ$1,FALSE))","v":160.57590307136368},{"$f":"AQ151*(1+VLOOKUP($B151,'WEO Projections'!$B$51:$AH$68,AR$1,FALSE))","v":157.79908997223666},{"$f":"AR151*(1+VLOOKUP($B151,'WEO Projections'!$B$51:$AH$68,AS$1,FALSE))","v":155.02227687310963},{"$f":"AS151*(1+VLOOKUP($B151,'WEO Projections'!$B$51:$AH$68,AT$1,FALSE))","v":152.24546377398261},{"$f":"AT151*(1+VLOOKUP($B151,'WEO Projections'!$B$51:$AH$68,AU$1,FALSE))","v":150.51146960061692},{"$f":"AU151*(1+VLOOKUP($B151,'WEO Projections'!$B$51:$AH$68,AV$1,FALSE))","v":148.77747542725126},{"$f":"AV151*(1+VLOOKUP($B151,'WEO Projections'!$B$51:$AH$68,AW$1,FALSE))","v":147.04348125388557},{"$f":"AW151*(1+VLOOKUP($B151,'WEO Projections'!$B$51:$AH$68,AX$1,FALSE))","v":145.30948708051992},{"$f":"AX151*(1+VLOOKUP($B151,'WEO Projections'!$B$51:$AH$68,AY$1,FALSE))","v":143.57549290715423},{"$f":"AY151*(1+VLOOKUP($B151,'WEO Projections'!$B$51:$AH$68,AZ$1,FALSE))","v":142.08674060252002},{"$f":"AZ151*(1+VLOOKUP($B151,'WEO Projections'!$B$51:$AH$68,BA$1,FALSE))","v":140.59798829788585},{"$f":"BA151*(1+VLOOKUP($B151,'WEO Projections'!$B$51:$AH$68,BB$1,FALSE))","v":139.10923599325164},{"$f":"BB151*(1+VLOOKUP($B151,'WEO Projections'!$B$51:$AH$68,BC$1,FALSE))","v":137.62048368861744},{"$f":"BC151*(1+VLOOKUP($B151,'WEO Projections'!$B$51:$AH$68,BD$1,FALSE))","v":136.13173138398324},null,191.54035200462752,171.51599247224871,157.79908997223666]
["Sweden",{"$f":"VLOOKUP(A152,'Country Parameters'!$B$4:$T$198,19,FALSE)","v":"OECD Europe"},"Sweden","Total","CO2 per kWh of electricity (gCO2 per kWh)",11.642899999999999,19.244900000000001,19.0411,20.6614,25.285399999999999,21.816099999999999,47.232900000000001,26.521000000000001,27.050899999999999,25.896100000000001,21.695499999999999,22.171700000000001,29.116399999999999,38.833199999999998,22.7866,19.445799999999998,22.604800000000001,17.4755,17.885999999999999,18.6447,26.329499999999999,17.155899999999999,12.357900000000001,{"$f":"AB152*(1+VLOOKUP($B152,'WEO Projections'!$B$51:$AH$68,AC$1,FALSE))","v":12.060383502145291},{"$f":"AC152*(1+VLOOKUP($B152,'WEO Projections'!$B$51:$AH$68,AD$1,FALSE))","v":11.762867004290579},{"$f":"AD152*(1+VLOOKUP($B152,'WEO Projections'!$B$51:$AH$68,AE$1,FALSE))","v":11.46535050643587},{"$f":"AE152*(1+VLOOKUP($B152,'WEO Projections'!$B$51:$AH$68,AF$1,FALSE))","v":11.24068919194457},{"$f":"AF152*(1+VLOOKUP($B152,'WEO Projections'!$B$51:$AH$68,AG$1,FALSE))","v":11.01602787745327},{"$f":"AG152*(1+VLOOKUP($B152,'WEO Projections'!$B$51:$AH$68,AH$1,FALSE))","v":10.79136656296197},{"$f":"AH152*(1+VLOOKUP($B152,'WEO Projections'!$B$51:$AH$68,AI$1,FALSE))","v":10.56670524847067},{"$f":"AI152*(1+VLOOKUP($B152,'WEO Projections'!$B$51:$AH$68,AJ$1,FALSE))","v":10.342043933979371},{"$f":"AJ152*(1+VLOOKUP($B152,'WEO Projections'!$B$51:$AH$68,AK$1,FALSE))","v":10.263882317325603},{"$f":"AK152*(1+VLOOKUP($B152,'WEO Projections'!$B$51:$AH$68,AL$1,FALSE))","v":10.185720700671837},{"$f":"AL152*(1+VLOOKUP($B152,'WEO Projections'!$B$51:$AH$68,AM$1,FALSE))","v":10.107559084018067},{"$f":"AM152*(1+VLOOKUP($B152,'WEO Projections'!$B$51:$AH$68,AN$1,FALSE))","v":10.0293974673643},{"$f":"AN152*(1+VLOOKUP($B152,'WEO Projections'!$B$51:$AH$68,AO$1,FALSE))","v":9.9512358507105336},{"$f":"AO152*(1+VLOOKUP($B152,'WEO Projections'!$B$51:$AH$68,AP$1,FALSE))","v":9.8395588461425234},{"$f":"AP152*(1+VLOOKUP($B152,'WEO Projections'!$B$51:$AH$68,AQ$1,FALSE))","v":9.727881841574515},{"$f":"AQ152*(1+VLOOKUP($B152,'WEO Projections'!$B$51:$AH$68,AR$1,FALSE))","v":9.6162048370065047},{"$f":"AR152*(1+VLOOKUP($B152,'WEO Projections'!$B$51:$AH$68,AS$1,FALSE))","v":9.5045278324384945},{"$f":"AS152*(1+VLOOKUP($B152,'WEO Projections'!$B$51:$AH$68,AT$1,FALSE))","v":9.3928508278704843},{"$f":"AT152*(1+VLOOKUP($B152,'WEO Projections'!$B$51:$AH$68,AU$1,FALSE))","v":9.2583400175703545},{"$f":"AU152*(1+VLOOKUP($B152,'WEO Projections'!$B$51:$AH$68,AV$1,FALSE))","v":9.1238292072702247},{"$f":"AV152*(1+VLOOKUP($B152,'WEO Projections'!$B$51:$AH$68,AW$1,FALSE))","v":8.9893183969700949},{"$f":"AW152*(1+VLOOKUP($B152,'WEO Projections'!$B$51:$AH$68,AX$1,FALSE))","v":8.8548075866699651},{"$f":"AX152*(1+VLOOKUP($B152,'WEO Projections'!$B$51:$AH$68,AY$1,FALSE))","v":8.7202967763698354},{"$f":"AY152*(1+VLOOKUP($B152,'WEO Projections'!$B$51:$AH$68,AZ$1,FALSE))","v":8.6866311566879091},{"$f":"AZ152*(1+VLOOKUP($B152,'WEO Projections'!$B$51:$AH$68,BA$1,FALSE))","v":8.6529655370059828},{"$f":"BA152*(1+VLOOKUP($B152,'WEO Projections'!$B$51:$AH$68,BB$1,FALSE))","v":8.6192999173240565},{"$f":"BB152*(1+VLOOKUP($B152,'WEO Projections'!$B$51:$AH$68,BC$1,FALSE))","v":8.5856342976421303},{"$f":"BC152*(1+VLOOKUP($B152,'WEO Projections'!$B$51:$AH$68,BD$1,FALSE))","v":8.551968677960204},null,11.155679228460198,10.107559084018067,9.6162048370065047]
["Switzerland",{"$f":"VLOOKUP(A153,'Country Parameters'!$B$4:$T$198,19,FALSE)","v":"OECD Europe"},"Switzerland","Total","CO2 per kWh of electricity (gCO2 per kWh)",24.066199999999998,27.267399999999999,29.026800000000001,21.2743,21.437999999999999,23.046600000000002,25.330100000000002,23.723299999999998,30.549299999999999,24.423100000000002,25.2715,24.982700000000001,27.820499999999999,27.140799999999999,27.784800000000001,32.160899999999998,32.596299999999999,29.584299999999999,28.635400000000001,26.062999999999999,27.285499999999999,29.8431,28.036300000000001,{"$f":"AB153*(1+VLOOKUP($B153,'WEO Projections'!$B$51:$AH$68,AC$1,FALSE))","v":27.361325951917074},{"$f":"AC153*(1+VLOOKUP($B153,'WEO Projections'!$B$51:$AH$68,AD$1,FALSE))","v":26.68635190383414},{"$f":"AD153*(1+VLOOKUP($B153,'WEO Projections'!$B$51:$AH$68,AE$1,FALSE))","v":26.011377855751213},{"$f":"AE153*(1+VLOOKUP($B153,'WEO Projections'!$B$51:$AH$68,AF$1,FALSE))","v":25.501689962867111},{"$f":"AF153*(1+VLOOKUP($B153,'WEO Projections'!$B$51:$AH$68,AG$1,FALSE))","v":24.992002069983009},{"$f":"AG153*(1+VLOOKUP($B153,'WEO Projections'!$B$51:$AH$68,AH$1,FALSE))","v":24.482314177098907},{"$f":"AH153*(1+VLOOKUP($B153,'WEO Projections'!$B$51:$AH$68,AI$1,FALSE))","v":23.972626284214805},{"$f":"AI153*(1+VLOOKUP($B153,'WEO Projections'!$B$51:$AH$68,AJ$1,FALSE))","v":23.462938391330702},{"$f":"AJ153*(1+VLOOKUP($B153,'WEO Projections'!$B$51:$AH$68,AK$1,FALSE))","v":23.285613560009036},{"$f":"AK153*(1+VLOOKUP($B153,'WEO Projections'!$B$51:$AH$68,AL$1,FALSE))","v":23.10828872868737},{"$f":"AL153*(1+VLOOKUP($B153,'WEO Projections'!$B$51:$AH$68,AM$1,FALSE))","v":22.9309638973657},{"$f":"AM153*(1+VLOOKUP($B153,'WEO Projections'!$B$51:$AH$68,AN$1,FALSE))","v":22.753639066044034},{"$f":"AN153*(1+VLOOKUP($B153,'WEO Projections'!$B$51:$AH$68,AO$1,FALSE))","v":22.576314234722368},{"$f":"AO153*(1+VLOOKUP($B153,'WEO Projections'!$B$51:$AH$68,AP$1,FALSE))","v":22.322953226527602},{"$f":"AP153*(1+VLOOKUP($B153,'WEO Projections'!$B$51:$AH$68,AQ$1,FALSE))","v":22.06959221833284},{"$f":"AQ153*(1+VLOOKUP($B153,'WEO Projections'!$B$51:$AH$68,AR$1,FALSE))","v":21.816231210138074},{"$f":"AR153*(1+VLOOKUP($B153,'WEO Projections'!$B$51:$AH$68,AS$1,FALSE))","v":21.562870201943309},{"$f":"AS153*(1+VLOOKUP($B153,'WEO Projections'!$B$51:$AH$68,AT$1,FALSE))","v":21.309509193748543},{"$f":"AT153*(1+VLOOKUP($B153,'WEO Projections'!$B$51:$AH$68,AU$1,FALSE))","v":21.004345255634661},{"$f":"AU153*(1+VLOOKUP($B153,'WEO Projections'!$B$51:$AH$68,AV$1,FALSE))","v":20.699181317520779},{"$f":"AV153*(1+VLOOKUP($B153,'WEO Projections'!$B$51:$AH$68,AW$1,FALSE))","v":20.394017379406897},{"$f":"AW153*(1+VLOOKUP($B153,'WEO Projections'!$B$51:$AH$68,AX$1,FALSE))","v":20.088853441293015},{"$f":"AX153*(1+VLOOKUP($B153,'WEO Projections'!$B$51:$AH$68,AY$1,FALSE))","v":19.783689503179133},{"$f":"AY153*(1+VLOOKUP($B153,'WEO Projections'!$B$51:$AH$68,AZ$1,FALSE))","v":19.707312496318064},{"$f":"AZ153*(1+VLOOKUP($B153,'WEO Projections'!$B$51:$AH$68,BA$1,FALSE))","v":19.630935489456995},{"$f":"BA153*(1+VLOOKUP($B153,'WEO Projections'!$B$51:$AH$68,BB$1,FALSE))","v":19.55455848259593},{"$f":"BB153*(1+VLOOKUP($B153,'WEO Projections'!$B$51:$AH$68,BC$1,FALSE))","v":19.478181475734861},{"$f":"BC153*(1+VLOOKUP($B153,'WEO Projections'!$B$51:$AH$68,BD$1,FALSE))","v":19.401804468873792},null,25.308828324624624,22.9309638973657,21.816231210138074]
["Syria",{"$f":"VLOOKUP(A154,'Country Parameters'!$B$4:$T$198,19,FALSE)","v":"Middle East"},"Syrian Arab Republic","Total","CO2 per kWh of electricity (gCO2 per kWh)",553.12959999999998,534.26980000000003,546.6001,560.471,581.29600000000005,585.58389999999997,589.31299999999999,591.45190000000002,596.42719999999997,599.26499999999999,566.98699999999997,559.25030000000004,595.73739999999998,620.2319,571.25549999999998,606.70650000000001,612.05589999999995,622.87509999999997,626.55669999999998,628.94140000000004,594.33799999999997,600.43769999999995,582.41600000000005,{"$f":"AB154*(1+VLOOKUP($B154,'WEO Projections'!$B$51:$AH$68,AC$1,FALSE))","v":564.42332497387122},{"$f":"AC154*(1+VLOOKUP($B154,'WEO Projections'!$B$51:$AH$68,AD$1,FALSE))","v":546.43064994774227},{"$f":"AD154*(1+VLOOKUP($B154,'WEO Projections'!$B$51:$AH$68,AE$1,FALSE))","v":528.43797492161343},{"$f":"AE154*(1+VLOOKUP($B154,'WEO Projections'!$B$51:$AH$68,AF$1,FALSE))","v":516.0826284124247},{"$f":"AF154*(1+VLOOKUP($B154,'WEO Projections'!$B$51:$AH$68,AG$1,FALSE))","v":503.72728190323608},{"$f":"AG154*(1+VLOOKUP($B154,'WEO Projections'!$B$51:$AH$68,AH$1,FALSE))","v":491.37193539404734},{"$f":"AH154*(1+VLOOKUP($B154,'WEO Projections'!$B$51:$AH$68,AI$1,FALSE))","v":479.01658888485872},{"$f":"AI154*(1+VLOOKUP($B154,'WEO Projections'!$B$51:$AH$68,AJ$1,FALSE))","v":466.66124237566999},{"$f":"AJ154*(1+VLOOKUP($B154,'WEO Projections'!$B$51:$AH$68,AK$1,FALSE))","v":455.93059056040414},{"$f":"AK154*(1+VLOOKUP($B154,'WEO Projections'!$B$51:$AH$68,AL$1,FALSE))","v":445.19993874513835},{"$f":"AL154*(1+VLOOKUP($B154,'WEO Projections'!$B$51:$AH$68,AM$1,FALSE))","v":434.46928692987251},{"$f":"AM154*(1+VLOOKUP($B154,'WEO Projections'!$B$51:$AH$68,AN$1,FALSE))","v":423.73863511460661},{"$f":"AN154*(1+VLOOKUP($B154,'WEO Projections'!$B$51:$AH$68,AO$1,FALSE))","v":413.00798329934076},{"$f":"AO154*(1+VLOOKUP($B154,'WEO Projections'!$B$51:$AH$68,AP$1,FALSE))","v":405.16793746459973},{"$f":"AP154*(1+VLOOKUP($B154,'WEO Projections'!$B$51:$AH$68,AQ$1,FALSE))","v":397.32789162985875},{"$f":"AQ154*(1+VLOOKUP($B154,'WEO Projections'!$B$51:$AH$68,AR$1,FALSE))","v":389.48784579511772},{"$f":"AR154*(1+VLOOKUP($B154,'WEO Projections'!$B$51:$AH$68,AS$1,FALSE))","v":381.64779996037674},{"$f":"AS154*(1+VLOOKUP($B154,'WEO Projections'!$B$51:$AH$68,AT$1,FALSE))","v":373.80775412563571},{"$f":"AT154*(1+VLOOKUP($B154,'WEO Projections'!$B$51:$AH$68,AU$1,FALSE))","v":370.09767285915478},{"$f":"AU154*(1+VLOOKUP($B154,'WEO Projections'!$B$51:$AH$68,AV$1,FALSE))","v":366.3875915926738},{"$f":"AV154*(1+VLOOKUP($B154,'WEO Projections'!$B$51:$AH$68,AW$1,FALSE))","v":362.67751032619287},{"$f":"AW154*(1+VLOOKUP($B154,'WEO Projections'!$B$51:$AH$68,AX$1,FALSE))","v":358.96742905971195},{"$f":"AX154*(1+VLOOKUP($B154,'WEO Projections'!$B$51:$AH$68,AY$1,FALSE))","v":355.25734779323102},{"$f":"AY154*(1+VLOOKUP($B154,'WEO Projections'!$B$51:$AH$68,AZ$1,FALSE))","v":353.28394246528603},{"$f":"AZ154*(1+VLOOKUP($B154,'WEO Projections'!$B$51:$AH$68,BA$1,FALSE))","v":351.31053713734104},{"$f":"BA154*(1+VLOOKUP($B154,'WEO Projections'!$B$51:$AH$68,BB$1,FALSE))","v":349.33713180939606},{"$f":"BB154*(1+VLOOKUP($B154,'WEO Projections'!$B$51:$AH$68,BC$1,FALSE))","v":347.36372648145107},{"$f":"BC154*(1+VLOOKUP($B154,'WEO Projections'!$B$51:$AH$68,BD$1,FALSE))","v":345.39032115350608},null,512.01895335168297,434.4692869298724,389.48784579511772]
["Chinese Taipei","China","Chinese Taipei","Total","CO2 per kWh of electricity (gCO2 per kWh)",462.6823,489.49279999999999,501.9896,525.04899999999998,523.25829999999996,533.19740000000002,539.22490000000005,569.88120000000004,576.72170000000006,594.98069999999996,625.21690000000001,639.47439999999995,629.61149999999998,648.69920000000002,644.01620000000003,648.96529999999996,657.19029999999998,652.75,647.66290000000004,634.77909999999997,623.80110000000002,600.94489999999996,583.16210000000001,{"$f":"AB155*(1+VLOOKUP($B155,'WEO Projections'!$B$51:$AH$68,AC$1,FALSE))","v":557.98932470987597},{"$f":"AC155*(1+VLOOKUP($B155,'WEO Projections'!$B$51:$AH$68,AD$1,FALSE))","v":532.81654941975194},{"$f":"AD155*(1+VLOOKUP($B155,'WEO Projections'!$B$51:$AH$68,AE$1,FALSE))","v":507.64377412962796},{"$f":"AE155*(1+VLOOKUP($B155,'WEO Projections'!$B$51:$AH$68,AF$1,FALSE))","v":499.52711494793374},{"$f":"AF155*(1+VLOOKUP($B155,'WEO Projections'!$B$51:$AH$68,AG$1,FALSE))","v":491.41045576623952},{"$f":"AG155*(1+VLOOKUP($B155,'WEO Projections'!$B$51:$AH$68,AH$1,FALSE))","v":483.29379658454542},{"$f":"AH155*(1+VLOOKUP($B155,'WEO Projections'!$B$51:$AH$68,AI$1,FALSE))","v":475.1771374028512},{"$f":"AI155*(1+VLOOKUP($B155,'WEO Projections'!$B$51:$AH$68,AJ$1,FALSE))","v":467.06047822115698},{"$f":"AJ155*(1+VLOOKUP($B155,'WEO Projections'!$B$51:$AH$68,AK$1,FALSE))","v":462.75008593673721},{"$f":"AK155*(1+VLOOKUP($B155,'WEO Projections'!$B$51:$AH$68,AL$1,FALSE))","v":458.43969365231743},{"$f":"AL155*(1+VLOOKUP($B155,'WEO Projections'!$B$51:$AH$68,AM$1,FALSE))","v":454.12930136789771},{"$f":"AM155*(1+VLOOKUP($B155,'WEO Projections'!$B$51:$AH$68,AN$1,FALSE))","v":449.81890908347799},{"$f":"AN155*(1+VLOOKUP($B155,'WEO Projections'!$B$51:$AH$68,AO$1,FALSE))","v":445.50851679905821},{"$f":"AO155*(1+VLOOKUP($B155,'WEO Projections'!$B$51:$AH$68,AP$1,FALSE))","v":444.54001453081679},{"$f":"AP155*(1+VLOOKUP($B155,'WEO Projections'!$B$51:$AH$68,AQ$1,FALSE))","v":443.57151226257531},{"$f":"AQ155*(1+VLOOKUP($B155,'WEO Projections'!$B$51:$AH$68,AR$1,FALSE))","v":442.60300999433389},{"$f":"AR155*(1+VLOOKUP($B155,'WEO Projections'!$B$51:$AH$68,AS$1,FALSE))","v":441.63450772609241},{"$f":"AS155*(1+VLOOKUP($B155,'WEO Projections'!$B$51:$AH$68,AT$1,FALSE))","v":440.66600545785093},{"$f":"AT155*(1+VLOOKUP($B155,'WEO Projections'!$B$51:$AH$68,AU$1,FALSE))","v":440.02261493656533},{"$f":"AU155*(1+VLOOKUP($B155,'WEO Projections'!$B$51:$AH$68,AV$1,FALSE))","v":439.37922441527979},{"$f":"AV155*(1+VLOOKUP($B155,'WEO Projections'!$B$51:$AH$68,AW$1,FALSE))","v":438.7358338939942},{"$f":"AW155*(1+VLOOKUP($B155,'WEO Projections'!$B$51:$AH$68,AX$1,FALSE))","v":438.09244337270871},{"$f":"AX155*(1+VLOOKUP($B155,'WEO Projections'!$B$51:$AH$68,AY$1,FALSE))","v":437.44905285142312},{"$f":"AY155*(1+VLOOKUP($B155,'WEO Projections'!$B$51:$AH$68,AZ$1,FALSE))","v":437.02005004079814},{"$f":"AZ155*(1+VLOOKUP($B155,'WEO Projections'!$B$51:$AH$68,BA$1,FALSE))","v":436.5910472301731},{"$f":"BA155*(1+VLOOKUP($B155,'WEO Projections'!$B$51:$AH$68,BB$1,FALSE))","v":436.16204441954812},{"$f":"BB155*(1+VLOOKUP($B155,'WEO Projections'!$B$51:$AH$68,BC$1,FALSE))","v":435.73304160892309},{"$f":"BC155*(1+VLOOKUP($B155,'WEO Projections'!$B$51:$AH$68,BD$1,FALSE))","v":435.30403879829811},null,501.86482889774783,454.12930136789771,442.60300999433383]
["Tajikistan",{"$f":"VLOOKUP(A156,'Country Parameters'!$B$4:$T$198,19,FALSE)","v":"Eastern Europe & Eurasia"},"Tajikistan","Total","CO2 per kWh of electricity (gCO2 per kWh)",68.010400000000004,64.329300000000003,68.668899999999994,48.7806,27.722999999999999,24.915900000000001,25.393999999999998,32.7468,31.5076,30.201699999999999,26.150600000000001,24.424299999999999,16.464200000000002,16.6846,21.742799999999999,20.556899999999999,20.920100000000001,6.8052999999999999,6.1534000000000004,3.5646,0.71809999999999996,0.77380000000000004,1.2809999999999999,{"$f":"AB156*(1+VLOOKUP($B156,'WEO Projections'!$B$51:$AH$68,AC$1,FALSE))","v":1.2506376725943802},{"$f":"AC156*(1+VLOOKUP($B156,'WEO Projections'!$B$51:$AH$68,AD$1,FALSE))","v":1.2202753451887605},{"$f":"AD156*(1+VLOOKUP($B156,'WEO Projections'!$B$51:$AH$68,AE$1,FALSE))","v":1.1899130177831407},{"$f":"AE156*(1+VLOOKUP($B156,'WEO Projections'!$B$51:$AH$68,AF$1,FALSE))","v":1.1636924607826054},{"$f":"AF156*(1+VLOOKUP($B156,'WEO Projections'!$B$51:$AH$68,AG$1,FALSE))","v":1.1374719037820697},{"$f":"AG156*(1+VLOOKUP($B156,'WEO Projections'!$B$51:$AH$68,AH$1,FALSE))","v":1.1112513467815344},{"$f":"AH156*(1+VLOOKUP($B156,'WEO Projections'!$B$51:$AH$68,AI$1,FALSE))","v":1.0850307897809988},{"$f":"AI156*(1+VLOOKUP($B156,'WEO Projections'!$B$51:$AH$68,AJ$1,FALSE))","v":1.0588102327804632},{"$f":"AJ156*(1+VLOOKUP($B156,'WEO Projections'!$B$51:$AH$68,AK$1,FALSE))","v":1.0387829339223786},{"$f":"AK156*(1+VLOOKUP($B156,'WEO Projections'!$B$51:$AH$68,AL$1,FALSE))","v":1.0187556350642941},{"$f":"AL156*(1+VLOOKUP($B156,'WEO Projections'!$B$51:$AH$68,AM$1,FALSE))","v":0.99872833620620982},{"$f":"AM156*(1+VLOOKUP($B156,'WEO Projections'!$B$51:$AH$68,AN$1,FALSE))","v":0.9787010373481253},{"$f":"AN156*(1+VLOOKUP($B156,'WEO Projections'!$B$51:$AH$68,AO$1,FALSE))","v":0.95867373849004078},{"$f":"AO156*(1+VLOOKUP($B156,'WEO Projections'!$B$51:$AH$68,AP$1,FALSE))","v":0.94574510767824849},{"$f":"AP156*(1+VLOOKUP($B156,'WEO Projections'!$B$51:$AH$68,AQ$1,FALSE))","v":0.93281647686645608},{"$f":"AQ156*(1+VLOOKUP($B156,'WEO Projections'!$B$51:$AH$68,AR$1,FALSE))","v":0.91988784605466389},{"$f":"AR156*(1+VLOOKUP($B156,'WEO Projections'!$B$51:$AH$68,AS$1,FALSE))","v":0.90695921524287149},{"$f":"AS156*(1+VLOOKUP($B156,'WEO Projections'!$B$51:$AH$68,AT$1,FALSE))","v":0.89403058443107908},{"$f":"AT156*(1+VLOOKUP($B156,'WEO Projections'!$B$51:$AH$68,AU$1,FALSE))","v":0.89088587768966765},{"$f":"AU156*(1+VLOOKUP($B156,'WEO Projections'!$B$51:$AH$68,AV$1,FALSE))","v":0.88774117094825644},{"$f":"AV156*(1+VLOOKUP($B156,'WEO Projections'!$B$51:$AH$68,AW$1,FALSE))","v":0.88459646420684512},{"$f":"AW156*(1+VLOOKUP($B156,'WEO Projections'!$B$51:$AH$68,AX$1,FALSE))","v":0.88145175746543392},{"$f":"AX156*(1+VLOOKUP($B156,'WEO Projections'!$B$51:$AH$68,AY$1,FALSE))","v":0.8783070507240226},{"$f":"AY156*(1+VLOOKUP($B156,'WEO Projections'!$B$51:$AH$68,AZ$1,FALSE))","v":0.87592411190472508},{"$f":"AZ156*(1+VLOOKUP($B156,'WEO Projections'!$B$51:$AH$68,BA$1,FALSE))","v":0.87354117308542756},{"$f":"BA156*(1+VLOOKUP($B156,'WEO Projections'!$B$51:$AH$68,BB$1,FALSE))","v":0.87115823426613026},{"$f":"BB156*(1+VLOOKUP($B156,'WEO Projections'!$B$51:$AH$68,BC$1,FALSE))","v":0.86877529544683274},{"$f":"BC156*(1+VLOOKUP($B156,'WEO Projections'!$B$51:$AH$68,BD$1,FALSE))","v":0.86639235662753522},null,1.1521353461842441,0.99872833620620971,0.91988784605466378]
["Tanzania",{"$f":"VLOOKUP(A157,'Country Parameters'!$B$4:$T$198,19,FALSE)","v":"Africa"},"United Republic of Tanzania","Total","CO2 per kWh of electricity (gCO2 per kWh)",152.12039999999999,135.92320000000001,136.37219999999999,160.08009999999999,222.25280000000001,282.7921,191.74430000000001,226.28659999999999,34.722299999999997,62.489400000000003,130.72409999999999,55.210099999999997,41.472799999999999,42.525399999999998,371.21690000000001,377.61099999999999,456.57010000000002,328.69990000000001,279.81349999999998,252.70269999999999,282.03910000000002,436.57569999999998,486.80590000000001,{"$f":"AB157*(1+VLOOKUP($B157,'WEO Projections'!$B$51:$AH$68,AC$1,FALSE))","v":483.5417118750803},{"$f":"AC157*(1+VLOOKUP($B157,'WEO Projections'!$B$51:$AH$68,AD$1,FALSE))","v":480.2775237501607},{"$f":"AD157*(1+VLOOKUP($B157,'WEO Projections'!$B$51:$AH$68,AE$1,FALSE))","v":477.01333562524104},{"$f":"AE157*(1+VLOOKUP($B157,'WEO Projections'!$B$51:$AH$68,AF$1,FALSE))","v":468.19162741684124},{"$f":"AF157*(1+VLOOKUP($B157,'WEO Projections'!$B$51:$AH$68,AG$1,FALSE))","v":459.3699192084415},{"$f":"AG157*(1+VLOOKUP($B157,'WEO Projections'!$B$51:$AH$68,AH$1,FALSE))","v":450.54821100004165},{"$f":"AH157*(1+VLOOKUP($B157,'WEO Projections'!$B$51:$AH$68,AI$1,FALSE))","v":441.72650279164185},{"$f":"AI157*(1+VLOOKUP($B157,'WEO Projections'!$B$51:$AH$68,AJ$1,FALSE))","v":432.90479458324205},{"$f":"AJ157*(1+VLOOKUP($B157,'WEO Projections'!$B$51:$AH$68,AK$1,FALSE))","v":426.41291891063997},{"$f":"AK157*(1+VLOOKUP($B157,'WEO Projections'!$B$51:$AH$68,AL$1,FALSE))","v":419.92104323803795},{"$f":"AL157*(1+VLOOKUP($B157,'WEO Projections'!$B$51:$AH$68,AM$1,FALSE))","v":413.42916756543588},{"$f":"AM157*(1+VLOOKUP($B157,'WEO Projections'!$B$51:$AH$68,AN$1,FALSE))","v":406.93729189283385},{"$f":"AN157*(1+VLOOKUP($B157,'WEO Projections'!$B$51:$AH$68,AO$1,FALSE))","v":400.44541622023183},{"$f":"AO157*(1+VLOOKUP($B157,'WEO Projections'!$B$51:$AH$68,AP$1,FALSE))","v":393.75207228472317},{"$f":"AP157*(1+VLOOKUP($B157,'WEO Projections'!$B$51:$AH$68,AQ$1,FALSE))","v":387.05872834921445},{"$f":"AQ157*(1+VLOOKUP($B157,'WEO Projections'!$B$51:$AH$68,AR$1,FALSE))","v":380.36538441370573},{"$f":"AR157*(1+VLOOKUP($B157,'WEO Projections'!$B$51:$AH$68,AS$1,FALSE))","v":373.672040478197},{"$f":"AS157*(1+VLOOKUP($B157,'WEO Projections'!$B$51:$AH$68,AT$1,FALSE))","v":366.97869654268828},{"$f":"AT157*(1+VLOOKUP($B157,'WEO Projections'!$B$51:$AH$68,AU$1,FALSE))","v":362.79900602331077},{"$f":"AU157*(1+VLOOKUP($B157,'WEO Projections'!$B$51:$AH$68,AV$1,FALSE))","v":358.61931550393325},{"$f":"AV157*(1+VLOOKUP($B157,'WEO Projections'!$B$51:$AH$68,AW$1,FALSE))","v":354.43962498455568},{"$f":"AW157*(1+VLOOKUP($B157,'WEO Projections'!$B$51:$AH$68,AX$1,FALSE))","v":350.25993446517816},{"$f":"AX157*(1+VLOOKUP($B157,'WEO Projections'!$B$51:$AH$68,AY$1,FALSE))","v":346.08024394580065},{"$f":"AY157*(1+VLOOKUP($B157,'WEO Projections'!$B$51:$AH$68,AZ$1,FALSE))","v":342.49169446336316},{"$f":"AZ157*(1+VLOOKUP($B157,'WEO Projections'!$B$51:$AH$68,BA$1,FALSE))","v":338.90314498092567},{"$f":"BA157*(1+VLOOKUP($B157,'WEO Projections'!$B$51:$AH$68,BB$1,FALSE))","v":335.31459549848813},{"$f":"BB157*(1+VLOOKUP($B157,'WEO Projections'!$B$51:$AH$68,BC$1,FALSE))","v":331.72604601605065},{"$f":"BC157*(1+VLOOKUP($B157,'WEO Projections'!$B$51:$AH$68,BD$1,FALSE))","v":328.13749653361316},null,461.69670328133628,413.42916756543593,380.36538441370573]
["Thailand",{"$f":"VLOOKUP(A158,'Country Parameters'!$B$4:$T$198,19,FALSE)","v":"Non-OECD Asia"},"Thailand","Total","CO2 per kWh of electricity (gCO2 per kWh)",626.36189999999999,673.9008,646.18119999999999,629.94560000000001,623.27160000000003,605.4597,609.37710000000004,633.73559999999998,607.61,596.16210000000001,566.96,566.30190000000005,547.6499,535.71190000000001,542.78330000000005,535.38390000000004,510.90120000000002,546.38969999999995,528.85310000000004,513.37860000000001,512.88679999999999,521.9393,500.42399999999998,{"$f":"AB158*(1+VLOOKUP($B158,'WEO Projections'!$B$51:$AH$68,AC$1,FALSE))","v":490.07927779986591},{"$f":"AC158*(1+VLOOKUP($B158,'WEO Projections'!$B$51:$AH$68,AD$1,FALSE))","v":479.73455559973178},{"$f":"AD158*(1+VLOOKUP($B158,'WEO Projections'!$B$51:$AH$68,AE$1,FALSE))","v":469.38983339959771},{"$f":"AE158*(1+VLOOKUP($B158,'WEO Projections'!$B$51:$AH$68,AF$1,FALSE))","v":462.6551044770946},{"$f":"AF158*(1+VLOOKUP($B158,'WEO Projections'!$B$51:$AH$68,AG$1,FALSE))","v":455.9203755545916},{"$f":"AG158*(1+VLOOKUP($B158,'WEO Projections'!$B$51:$AH$68,AH$1,FALSE))","v":449.18564663208855},{"$f":"AH158*(1+VLOOKUP($B158,'WEO Projections'!$B$51:$AH$68,AI$1,FALSE))","v":442.4509177095855},{"$f":"AI158*(1+VLOOKUP($B158,'WEO Projections'!$B$51:$AH$68,AJ$1,FALSE))","v":435.71618878708239},{"$f":"AJ158*(1+VLOOKUP($B158,'WEO Projections'!$B$51:$AH$68,AK$1,FALSE))","v":432.09597207822156},{"$f":"AK158*(1+VLOOKUP($B158,'WEO Projections'!$B$51:$AH$68,AL$1,FALSE))","v":428.47575536936085},{"$f":"AL158*(1+VLOOKUP($B158,'WEO Projections'!$B$51:$AH$68,AM$1,FALSE))","v":424.85553866050009},{"$f":"AM158*(1+VLOOKUP($B158,'WEO Projections'!$B$51:$AH$68,AN$1,FALSE))","v":421.23532195163938},{"$f":"AN158*(1+VLOOKUP($B158,'WEO Projections'!$B$51:$AH$68,AO$1,FALSE))","v":417.61510524277861},{"$f":"AO158*(1+VLOOKUP($B158,'WEO Projections'!$B$51:$AH$68,AP$1,FALSE))","v":416.80144918532221},{"$f":"AP158*(1+VLOOKUP($B158,'WEO Projections'!$B$51:$AH$68,AQ$1,FALSE))","v":415.9877931278657},{"$f":"AQ158*(1+VLOOKUP($B158,'WEO Projections'!$B$51:$AH$68,AR$1,FALSE))","v":415.1741370704093},{"$f":"AR158*(1+VLOOKUP($B158,'WEO Projections'!$B$51:$AH$68,AS$1,FALSE))","v":414.36048101295279},{"$f":"AS158*(1+VLOOKUP($B158,'WEO Projections'!$B$51:$AH$68,AT$1,FALSE))","v":413.54682495549639},{"$f":"AT158*(1+VLOOKUP($B158,'WEO Projections'!$B$51:$AH$68,AU$1,FALSE))","v":413.0754495952479},{"$f":"AU158*(1+VLOOKUP($B158,'WEO Projections'!$B$51:$AH$68,AV$1,FALSE))","v":412.60407423499942},{"$f":"AV158*(1+VLOOKUP($B158,'WEO Projections'!$B$51:$AH$68,AW$1,FALSE))","v":412.13269887475082},{"$f":"AW158*(1+VLOOKUP($B158,'WEO Projections'!$B$51:$AH$68,AX$1,FALSE))","v":411.66132351450233},{"$f":"AX158*(1+VLOOKUP($B158,'WEO Projections'!$B$51:$AH$68,AY$1,FALSE))","v":411.18994815425384},{"$f":"AY158*(1+VLOOKUP($B158,'WEO Projections'!$B$51:$AH$68,AZ$1,FALSE))","v":411.19429779851913},{"$f":"AZ158*(1+VLOOKUP($B158,'WEO Projections'!$B$51:$AH$68,BA$1,FALSE))","v":411.19864744278442},{"$f":"BA158*(1+VLOOKUP($B158,'WEO Projections'!$B$51:$AH$68,BB$1,FALSE))","v":411.20299708704977},{"$f":"BB158*(1+VLOOKUP($B158,'WEO Projections'!$B$51:$AH$68,BC$1,FALSE))","v":411.20734673131506},{"$f":"BC158*(1+VLOOKUP($B158,'WEO Projections'!$B$51:$AH$68,BD$1,FALSE))","v":411.21169637558035},null,460.64148749495479,424.85553866050014,415.1741370704093]
["Togo",{"$f":"VLOOKUP(A159,'Country Parameters'!$B$4:$T$198,19,FALSE)","v":"Africa"},"Togo","Total","CO2 per kWh of electricity (gCO2 per kWh)",421.99369999999999,336.57240000000002,247.1437,219.72319999999999,424.18220000000002,184.9547,213.44540000000001,374.81939999999997,453.57479999999998,399.07940000000002,561.1943,1493.2032999999999,333.38819999999998,216.17609999999999,442.36559999999997,352.00529999999998,458.66969999999998,403.8673,206.48779999999999,229.40790000000001,371.58659999999998,123.85939999999999,171.28829999999999,{"$f":"AB159*(1+VLOOKUP($B159,'WEO Projections'!$B$51:$AH$68,AC$1,FALSE))","v":170.13975756286501},{"$f":"AC159*(1+VLOOKUP($B159,'WEO Projections'!$B$51:$AH$68,AD$1,FALSE))","v":168.99121512573009},{"$f":"AD159*(1+VLOOKUP($B159,'WEO Projections'!$B$51:$AH$68,AE$1,FALSE))","v":167.84267268859514},{"$f":"AE159*(1+VLOOKUP($B159,'WEO Projections'!$B$51:$AH$68,AF$1,FALSE))","v":164.73865237554463},{"$f":"AF159*(1+VLOOKUP($B159,'WEO Projections'!$B$51:$AH$68,AG$1,FALSE))","v":161.63463206249412},{"$f":"AG159*(1+VLOOKUP($B159,'WEO Projections'!$B$51:$AH$68,AH$1,FALSE))","v":158.53061174944355},{"$f":"AH159*(1+VLOOKUP($B159,'WEO Projections'!$B$51:$AH$68,AI$1,FALSE))","v":155.42659143639301},{"$f":"AI159*(1+VLOOKUP($B159,'WEO Projections'!$B$51:$AH$68,AJ$1,FALSE))","v":152.3225711233425},{"$f":"AJ159*(1+VLOOKUP($B159,'WEO Projections'!$B$51:$AH$68,AK$1,FALSE))","v":150.03832940036551},{"$f":"AK159*(1+VLOOKUP($B159,'WEO Projections'!$B$51:$AH$68,AL$1,FALSE))","v":147.75408767738853},{"$f":"AL159*(1+VLOOKUP($B159,'WEO Projections'!$B$51:$AH$68,AM$1,FALSE))","v":145.46984595441154},{"$f":"AM159*(1+VLOOKUP($B159,'WEO Projections'!$B$51:$AH$68,AN$1,FALSE))","v":143.18560423143455},{"$f":"AN159*(1+VLOOKUP($B159,'WEO Projections'!$B$51:$AH$68,AO$1,FALSE))","v":140.90136250845757},{"$f":"AO159*(1+VLOOKUP($B159,'WEO Projections'!$B$51:$AH$68,AP$1,FALSE))","v":138.5462318413301},{"$f":"AP159*(1+VLOOKUP($B159,'WEO Projections'!$B$51:$AH$68,AQ$1,FALSE))","v":136.19110117420263},{"$f":"AQ159*(1+VLOOKUP($B159,'WEO Projections'!$B$51:$AH$68,AR$1,FALSE))","v":133.83597050707513},{"$f":"AR159*(1+VLOOKUP($B159,'WEO Projections'!$B$51:$AH$68,AS$1,FALSE))","v":131.48083983994763},{"$f":"AS159*(1+VLOOKUP($B159,'WEO Projections'!$B$51:$AH$68,AT$1,FALSE))","v":129.12570917282014},{"$f":"AT159*(1+VLOOKUP($B159,'WEO Projections'!$B$51:$AH$68,AU$1,FALSE))","v":127.65503660375248},{"$f":"AU159*(1+VLOOKUP($B159,'WEO Projections'!$B$51:$AH$68,AV$1,FALSE))","v":126.18436403468482},{"$f":"AV159*(1+VLOOKUP($B159,'WEO Projections'!$B$51:$AH$68,AW$1,FALSE))","v":124.71369146561715},{"$f":"AW159*(1+VLOOKUP($B159,'WEO Projections'!$B$51:$AH$68,AX$1,FALSE))","v":123.2430188965495},{"$f":"AX159*(1+VLOOKUP($B159,'WEO Projections'!$B$51:$AH$68,AY$1,FALSE))","v":121.77234632748184},{"$f":"AY159*(1+VLOOKUP($B159,'WEO Projections'!$B$51:$AH$68,AZ$1,FALSE))","v":120.50967358602041},{"$f":"AZ159*(1+VLOOKUP($B159,'WEO Projections'!$B$51:$AH$68,BA$1,FALSE))","v":119.247000844559},{"$f":"BA159*(1+VLOOKUP($B159,'WEO Projections'!$B$51:$AH$68,BB$1,FALSE))","v":117.98432810309755},{"$f":"BB159*(1+VLOOKUP($B159,'WEO Projections'!$B$51:$AH$68,BC$1,FALSE))","v":116.72165536163612},{"$f":"BC159*(1+VLOOKUP($B159,'WEO Projections'!$B$51:$AH$68,BD$1,FALSE))","v":115.45898262017469},null,162.453338015551,145.46984595441154,133.83597050707513]
["Trinidad and Tobago",{"$f":"VLOOKUP(A160,'Country Parameters'!$B$4:$T$198,19,FALSE)","v":"Latin America"},"Trinidad and Tobago","Total","CO2 per kWh of electricity (gCO2 per kWh)",708.35140000000001,745.91319999999996,729.50250000000005,756.50930000000005,712.83900000000006,710.75109999999995,688.47059999999999,678.28549999999996,709.45910000000003,707.74519999999995,685.33389999999997,689.04909999999995,767.1694,752.72429999999997,754.51170000000002,759.48599999999999,722.64850000000001,753.75289999999995,699.3904,708.90920000000006,699.40859999999998,702.56110000000001,676.37070000000006,{"$f":"AB160*(1+VLOOKUP($B160,'WEO Projections'!$B$51:$AH$68,AC$1,FALSE))","v":669.76387250732694},{"$f":"AC160*(1+VLOOKUP($B160,'WEO Projections'!$B$51:$AH$68,AD$1,FALSE))","v":663.15704501465393},{"$f":"AD160*(1+VLOOKUP($B160,'WEO Projections'!$B$51:$AH$68,AE$1,FALSE))","v":656.55021752198081},{"$f":"AE160*(1+VLOOKUP($B160,'WEO Projections'!$B$51:$AH$68,AF$1,FALSE))","v":645.11979791701242},{"$f":"AF160*(1+VLOOKUP($B160,'WEO Projections'!$B$51:$AH$68,AG$1,FALSE))","v":633.68937831204391},{"$f":"AG160*(1+VLOOKUP($B160,'WEO Projections'!$B$51:$AH$68,AH$1,FALSE))","v":622.25895870707552},{"$f":"AH160*(1+VLOOKUP($B160,'WEO Projections'!$B$51:$AH$68,AI$1,FALSE))","v":610.82853910210702},{"$f":"AI160*(1+VLOOKUP($B160,'WEO Projections'!$B$51:$AH$68,AJ$1,FALSE))","v":599.39811949713862},{"$f":"AJ160*(1+VLOOKUP($B160,'WEO Projections'!$B$51:$AH$68,AK$1,FALSE))","v":595.66065717923311},{"$f":"AK160*(1+VLOOKUP($B160,'WEO Projections'!$B$51:$AH$68,AL$1,FALSE))","v":591.9231948613276},{"$f":"AL160*(1+VLOOKUP($B160,'WEO Projections'!$B$51:$AH$68,AM$1,FALSE))","v":588.18573254342209},{"$f":"AM160*(1+VLOOKUP($B160,'WEO Projections'!$B$51:$AH$68,AN$1,FALSE))","v":584.44827022551658},{"$f":"AN160*(1+VLOOKUP($B160,'WEO Projections'!$B$51:$AH$68,AO$1,FALSE))","v":580.71080790761107},{"$f":"AO160*(1+VLOOKUP($B160,'WEO Projections'!$B$51:$AH$68,AP$1,FALSE))","v":577.85300144479879},{"$f":"AP160*(1+VLOOKUP($B160,'WEO Projections'!$B$51:$AH$68,AQ$1,FALSE))","v":574.9951949819864},{"$f":"AQ160*(1+VLOOKUP($B160,'WEO Projections'!$B$51:$AH$68,AR$1,FALSE))","v":572.13738851917412},{"$f":"AR160*(1+VLOOKUP($B160,'WEO Projections'!$B$51:$AH$68,AS$1,FALSE))","v":569.27958205636173},{"$f":"AS160*(1+VLOOKUP($B160,'WEO Projections'!$B$51:$AH$68,AT$1,FALSE))","v":566.42177559354946},{"$f":"AT160*(1+VLOOKUP($B160,'WEO Projections'!$B$51:$AH$68,AU$1,FALSE))","v":569.80936687784413},{"$f":"AU160*(1+VLOOKUP($B160,'WEO Projections'!$B$51:$AH$68,AV$1,FALSE))","v":573.19695816213869},{"$f":"AV160*(1+VLOOKUP($B160,'WEO Projections'!$B$51:$AH$68,AW$1,FALSE))","v":576.58454944643336},{"$f":"AW160*(1+VLOOKUP($B160,'WEO Projections'!$B$51:$AH$68,AX$1,FALSE))","v":579.97214073072803},{"$f":"AX160*(1+VLOOKUP($B160,'WEO Projections'!$B$51:$AH$68,AY$1,FALSE))","v":583.35973201502259},{"$f":"AY160*(1+VLOOKUP($B160,'WEO Projections'!$B$51:$AH$68,AZ$1,FALSE))","v":585.66923004160594},{"$f":"AZ160*(1+VLOOKUP($B160,'WEO Projections'!$B$51:$AH$68,BA$1,FALSE))","v":587.97872806818918},{"$f":"BA160*(1+VLOOKUP($B160,'WEO Projections'!$B$51:$AH$68,BB$1,FALSE))","v":590.28822609477254},{"$f":"BB160*(1+VLOOKUP($B160,'WEO Projections'!$B$51:$AH$68,BC$1,FALSE))","v":592.59772412135578},{"$f":"BC160*(1+VLOOKUP($B160,'WEO Projections'!$B$51:$AH$68,BD$1,FALSE))","v":594.90722214793914},null,637.59574107241735,588.18573254342209,572.13738851917424]
["Tunisia",{"$f":"VLOOKUP(A161,'Country Parameters'!$B$4:$T$198,19,FALSE)","v":"Africa"},"Tunisia","Total","CO2 per kWh of electricity (gCO2 per kWh)",651.1105,696.33810000000005,685.38879999999995,676.71199999999999,644.15589999999997,587.70140000000004,602.22370000000001,608.13300000000004,608.29939999999999,597.9212,574.21900000000005,584.41830000000004,563.94200000000001,489.00400000000002,476.1454,468.13119999999998,492.11880000000002,505.43729999999999,493.54539999999997,487.7353,463.07679999999999,461.27330000000001,459.02890000000002,{"$f":"AB161*(1+VLOOKUP($B161,'WEO Projections'!$B$51:$AH$68,AC$1,FALSE))","v":455.95096547953727},{"$f":"AC161*(1+VLOOKUP($B161,'WEO Projections'!$B$51:$AH$68,AD$1,FALSE))","v":452.87303095907458},{"$f":"AD161*(1+VLOOKUP($B161,'WEO Projections'!$B$51:$AH$68,AE$1,FALSE))","v":449.79509643861184},{"$f":"AE161*(1+VLOOKUP($B161,'WEO Projections'!$B$51:$AH$68,AF$1,FALSE))","v":441.47675227921951},{"$f":"AF161*(1+VLOOKUP($B161,'WEO Projections'!$B$51:$AH$68,AG$1,FALSE))","v":433.15840811982724},{"$f":"AG161*(1+VLOOKUP($B161,'WEO Projections'!$B$51:$AH$68,AH$1,FALSE))","v":424.84006396043486},{"$f":"AH161*(1+VLOOKUP($B161,'WEO Projections'!$B$51:$AH$68,AI$1,FALSE))","v":416.52171980104254},{"$f":"AI161*(1+VLOOKUP($B161,'WEO Projections'!$B$51:$AH$68,AJ$1,FALSE))","v":408.20337564165021},{"$f":"AJ161*(1+VLOOKUP($B161,'WEO Projections'!$B$51:$AH$68,AK$1,FALSE))","v":402.08192446587094},{"$f":"AK161*(1+VLOOKUP($B161,'WEO Projections'!$B$51:$AH$68,AL$1,FALSE))","v":395.96047329009167},{"$f":"AL161*(1+VLOOKUP($B161,'WEO Projections'!$B$51:$AH$68,AM$1,FALSE))","v":389.8390221143124},{"$f":"AM161*(1+VLOOKUP($B161,'WEO Projections'!$B$51:$AH$68,AN$1,FALSE))","v":383.71757093853319},{"$f":"AN161*(1+VLOOKUP($B161,'WEO Projections'!$B$51:$AH$68,AO$1,FALSE))","v":377.59611976275391},{"$f":"AO161*(1+VLOOKUP($B161,'WEO Projections'!$B$51:$AH$68,AP$1,FALSE))","v":371.2846960432833},{"$f":"AP161*(1+VLOOKUP($B161,'WEO Projections'!$B$51:$AH$68,AQ$1,FALSE))","v":364.97327232381269},{"$f":"AQ161*(1+VLOOKUP($B161,'WEO Projections'!$B$51:$AH$68,AR$1,FALSE))","v":358.66184860434208},{"$f":"AR161*(1+VLOOKUP($B161,'WEO Projections'!$B$51:$AH$68,AS$1,FALSE))","v":352.35042488487147},{"$f":"AS161*(1+VLOOKUP($B161,'WEO Projections'!$B$51:$AH$68,AT$1,FALSE))","v":346.03900116540086},{"$f":"AT161*(1+VLOOKUP($B161,'WEO Projections'!$B$51:$AH$68,AU$1,FALSE))","v":342.09780254506717},{"$f":"AU161*(1+VLOOKUP($B161,'WEO Projections'!$B$51:$AH$68,AV$1,FALSE))","v":338.15660392473347},{"$f":"AV161*(1+VLOOKUP($B161,'WEO Projections'!$B$51:$AH$68,AW$1,FALSE))","v":334.21540530439978},{"$f":"AW161*(1+VLOOKUP($B161,'WEO Projections'!$B$51:$AH$68,AX$1,FALSE))","v":330.27420668406614},{"$f":"AX161*(1+VLOOKUP($B161,'WEO Projections'!$B$51:$AH$68,AY$1,FALSE))","v":326.33300806373245},{"$f":"AY161*(1+VLOOKUP($B161,'WEO Projections'!$B$51:$AH$68,AZ$1,FALSE))","v":322.94922014842808},{"$f":"AZ161*(1+VLOOKUP($B161,'WEO Projections'!$B$51:$AH$68,BA$1,FALSE))","v":319.56543223312377},{"$f":"BA161*(1+VLOOKUP($B161,'WEO Projections'!$B$51:$AH$68,BB$1,FALSE))","v":316.1816443178194},{"$f":"BB161*(1+VLOOKUP($B161,'WEO Projections'!$B$51:$AH$68,BC$1,FALSE))","v":312.79785640251504},{"$f":"BC161*(1+VLOOKUP($B161,'WEO Projections'!$B$51:$AH$68,BD$1,FALSE))","v":309.41406848721073},null,435.35242658492473,389.8390221143124,358.66184860434208]
["Turkey",{"$f":"VLOOKUP(A162,'Country Parameters'!$B$4:$T$198,19,FALSE)","v":"OECD Europe"},"Turkey","Total","CO2 per kWh of electricity (gCO2 per kWh)",568.41849999999999,566.75199999999995,557.01210000000003,505.11360000000002,550.38530000000003,512.47910000000002,520.94929999999999,524.7355,530.42359999999996,548.89449999999999,528.9941,552.32140000000004,480.94569999999999,450.5197,425.93740000000003,438.36919999999998,451.52190000000002,493.88580000000002,511.25470000000001,495.8476,459.59800000000001,471.50599999999997,459.1454,{"$f":"AB162*(1+VLOOKUP($B162,'WEO Projections'!$B$51:$AH$68,AC$1,FALSE))","v":448.09147243835116},{"$f":"AC162*(1+VLOOKUP($B162,'WEO Projections'!$B$51:$AH$68,AD$1,FALSE))","v":437.03754487670227},{"$f":"AD162*(1+VLOOKUP($B162,'WEO Projections'!$B$51:$AH$68,AE$1,FALSE))","v":425.98361731505349},{"$f":"AE162*(1+VLOOKUP($B162,'WEO Projections'!$B$51:$AH$68,AF$1,FALSE))","v":417.6365511382246},{"$f":"AF162*(1+VLOOKUP($B162,'WEO Projections'!$B$51:$AH$68,AG$1,FALSE))","v":409.28948496139571},{"$f":"AG162*(1+VLOOKUP($B162,'WEO Projections'!$B$51:$AH$68,AH$1,FALSE))","v":400.94241878456683},{"$f":"AH162*(1+VLOOKUP($B162,'WEO Projections'!$B$51:$AH$68,AI$1,FALSE))","v":392.59535260773794},{"$f":"AI162*(1+VLOOKUP($B162,'WEO Projections'!$B$51:$AH$68,AJ$1,FALSE))","v":384.24828643090905},{"$f":"AJ162*(1+VLOOKUP($B162,'WEO Projections'!$B$51:$AH$68,AK$1,FALSE))","v":381.34426983074718},{"$f":"AK162*(1+VLOOKUP($B162,'WEO Projections'!$B$51:$AH$68,AL$1,FALSE))","v":378.44025323058531},{"$f":"AL162*(1+VLOOKUP($B162,'WEO Projections'!$B$51:$AH$68,AM$1,FALSE))","v":375.53623663042339},{"$f":"AM162*(1+VLOOKUP($B162,'WEO Projections'!$B$51:$AH$68,AN$1,FALSE))","v":372.63222003026146},{"$f":"AN162*(1+VLOOKUP($B162,'WEO Projections'!$B$51:$AH$68,AO$1,FALSE))","v":369.7282034300996},{"$f":"AO162*(1+VLOOKUP($B162,'WEO Projections'!$B$51:$AH$68,AP$1,FALSE))","v":365.57895615239215},{"$f":"AP162*(1+VLOOKUP($B162,'WEO Projections'!$B$51:$AH$68,AQ$1,FALSE))","v":361.42970887468476},{"$f":"AQ162*(1+VLOOKUP($B162,'WEO Projections'!$B$51:$AH$68,AR$1,FALSE))","v":357.28046159697732},{"$f":"AR162*(1+VLOOKUP($B162,'WEO Projections'!$B$51:$AH$68,AS$1,FALSE))","v":353.13121431926987},{"$f":"AS162*(1+VLOOKUP($B162,'WEO Projections'!$B$51:$AH$68,AT$1,FALSE))","v":348.98196704156243},{"$f":"AT162*(1+VLOOKUP($B162,'WEO Projections'!$B$51:$AH$68,AU$1,FALSE))","v":343.98435257635577},{"$f":"AU162*(1+VLOOKUP($B162,'WEO Projections'!$B$51:$AH$68,AV$1,FALSE))","v":338.98673811114912},{"$f":"AV162*(1+VLOOKUP($B162,'WEO Projections'!$B$51:$AH$68,AW$1,FALSE))","v":333.98912364594247},{"$f":"AW162*(1+VLOOKUP($B162,'WEO Projections'!$B$51:$AH$68,AX$1,FALSE))","v":328.99150918073582},{"$f":"AX162*(1+VLOOKUP($B162,'WEO Projections'!$B$51:$AH$68,AY$1,FALSE))","v":323.99389471552917},{"$f":"AY162*(1+VLOOKUP($B162,'WEO Projections'!$B$51:$AH$68,AZ$1,FALSE))","v":322.74308232708887},{"$f":"AZ162*(1+VLOOKUP($B162,'WEO Projections'!$B$51:$AH$68,BA$1,FALSE))","v":321.49226993864858},{"$f":"BA162*(1+VLOOKUP($B162,'WEO Projections'!$B$51:$AH$68,BB$1,FALSE))","v":320.24145755020834},{"$f":"BB162*(1+VLOOKUP($B162,'WEO Projections'!$B$51:$AH$68,BC$1,FALSE))","v":318.99064516176804},{"$f":"BC162*(1+VLOOKUP($B162,'WEO Projections'!$B$51:$AH$68,BD$1,FALSE))","v":317.73983277332775},null,{"$f":"AVERAGEIF($F$3:$AJ$3,\">\"&$BF$4,F162:AJ162)","v":414.47809106911768},375.53623663042345,357.28046159697732]
["Turkmenistan",{"$f":"VLOOKUP(A163,'Country Parameters'!$B$4:$T$198,19,FALSE)","v":"Eastern Europe & Eurasia"},"Turkmenistan","Total","CO2 per kWh of electricity (gCO2 per kWh)",685.79970000000003,602.00459999999998,340.3963,504.49770000000001,825.02750000000003,930.92319999999995,730.36500000000001,734.77020000000005,703.221,929.73379999999997,871.57190000000003,871.57500000000005,871.57510000000002,871.57680000000005,871.57470000000001,871.57669999999996,871.57320000000004,871.57039999999995,927.34450000000004,865.39480000000003,953.55370000000005,983.43759999999997,986.74469999999997,{"$f":"AB163*(1+VLOOKUP($B163,'WEO Projections'!$B$51:$AH$68,AC$1,FALSE))","v":963.35682673914118},{"$f":"AC163*(1+VLOOKUP($B163,'WEO Projections'!$B$51:$AH$68,AD$1,FALSE))","v":939.9689534782824},{"$f":"AD163*(1+VLOOKUP($B163,'WEO Projections'!$B$51:$AH$68,AE$1,FALSE))","v":916.58108021742362},{"$f":"AE163*(1+VLOOKUP($B163,'WEO Projections'!$B$51:$AH$68,AF$1,FALSE))","v":896.38358166057253},{"$f":"AF163*(1+VLOOKUP($B163,'WEO Projections'!$B$51:$AH$68,AG$1,FALSE))","v":876.18608310372133},{"$f":"AG163*(1+VLOOKUP($B163,'WEO Projections'!$B$51:$AH$68,AH$1,FALSE))","v":855.98858454687024},{"$f":"AH163*(1+VLOOKUP($B163,'WEO Projections'!$B$51:$AH$68,AI$1,FALSE))","v":835.79108599001904},{"$f":"AI163*(1+VLOOKUP($B163,'WEO Projections'!$B$51:$AH$68,AJ$1,FALSE))","v":815.59358743316784},{"$f":"AJ163*(1+VLOOKUP($B163,'WEO Projections'!$B$51:$AH$68,AK$1,FALSE))","v":800.16670921027094},{"$f":"AK163*(1+VLOOKUP($B163,'WEO Projections'!$B$51:$AH$68,AL$1,FALSE))","v":784.73983098737403},{"$f":"AL163*(1+VLOOKUP($B163,'WEO Projections'!$B$51:$AH$68,AM$1,FALSE))","v":769.31295276447725},{"$f":"AM163*(1+VLOOKUP($B163,'WEO Projections'!$B$51:$AH$68,AN$1,FALSE))","v":753.88607454158034},{"$f":"AN163*(1+VLOOKUP($B163,'WEO Projections'!$B$51:$AH$68,AO$1,FALSE))","v":738.45919631868344},{"$f":"AO163*(1+VLOOKUP($B163,'WEO Projections'!$B$51:$AH$68,AP$1,FALSE))","v":728.50036889339628},{"$f":"AP163*(1+VLOOKUP($B163,'WEO Projections'!$B$51:$AH$68,AQ$1,FALSE))","v":718.54154146810913},{"$f":"AQ163*(1+VLOOKUP($B163,'WEO Projections'!$B$51:$AH$68,AR$1,FALSE))","v":708.58271404282209},{"$f":"AR163*(1+VLOOKUP($B163,'WEO Projections'!$B$51:$AH$68,AS$1,FALSE))","v":698.62388661753494},{"$f":"AS163*(1+VLOOKUP($B163,'WEO Projections'!$B$51:$AH$68,AT$1,FALSE))","v":688.66505919224778},{"$f":"AT163*(1+VLOOKUP($B163,'WEO Projections'!$B$51:$AH$68,AU$1,FALSE))","v":686.24271515622752},{"$f":"AU163*(1+VLOOKUP($B163,'WEO Projections'!$B$51:$AH$68,AV$1,FALSE))","v":683.82037112020737},{"$f":"AV163*(1+VLOOKUP($B163,'WEO Projections'!$B$51:$AH$68,AW$1,FALSE))","v":681.39802708418711},{"$f":"AW163*(1+VLOOKUP($B163,'WEO Projections'!$B$51:$AH$68,AX$1,FALSE))","v":678.97568304816696},{"$f":"AX163*(1+VLOOKUP($B163,'WEO Projections'!$B$51:$AH$68,AY$1,FALSE))","v":676.55333901214669},{"$f":"AY163*(1+VLOOKUP($B163,'WEO Projections'!$B$51:$AH$68,AZ$1,FALSE))","v":674.71777909773141},{"$f":"AZ163*(1+VLOOKUP($B163,'WEO Projections'!$B$51:$AH$68,BA$1,FALSE))","v":672.88221918331601},{"$f":"BA163*(1+VLOOKUP($B163,'WEO Projections'!$B$51:$AH$68,BB$1,FALSE))","v":671.04665926890084},{"$f":"BB163*(1+VLOOKUP($B163,'WEO Projections'!$B$51:$AH$68,BC$1,FALSE))","v":669.21109935448555},{"$f":"BC163*(1+VLOOKUP($B163,'WEO Projections'!$B$51:$AH$68,BD$1,FALSE))","v":667.37553944007016},null,887.48122289614992,769.31295276447725,708.58271404282209]
["Ukraine",{"$f":"VLOOKUP(A164,'Country Parameters'!$B$4:$T$198,19,FALSE)","v":"Eastern Europe & Eurasia"},"Ukraine","Total","CO2 per kWh of electricity (gCO2 per kWh)",653.56600000000003,621.33199999999999,630.61469999999997,639.05550000000005,575.51700000000005,566.2799,430.12529999999998,407.68049999999999,417.6037,410.0462,400.00510000000003,373.08879999999999,382.97609999999997,435.07010000000002,359.5675,397.26949999999999,429.5446,439.7876,431.58350000000002,410.6816,415.6576,450.19349999999997,459.97579999999999,{"$f":"AB164*(1+VLOOKUP($B164,'WEO Projections'!$B$51:$AH$68,AC$1,FALSE))","v":449.07343010284006},{"$f":"AC164*(1+VLOOKUP($B164,'WEO Projections'!$B$51:$AH$68,AD$1,FALSE))","v":438.17106020568013},{"$f":"AD164*(1+VLOOKUP($B164,'WEO Projections'!$B$51:$AH$68,AE$1,FALSE))","v":427.26869030852021},{"$f":"AE164*(1+VLOOKUP($B164,'WEO Projections'!$B$51:$AH$68,AF$1,FALSE))","v":417.85352896365924},{"$f":"AF164*(1+VLOOKUP($B164,'WEO Projections'!$B$51:$AH$68,AG$1,FALSE))","v":408.43836761879822},{"$f":"AG164*(1+VLOOKUP($B164,'WEO Projections'!$B$51:$AH$68,AH$1,FALSE))","v":399.02320627393726},{"$f":"AH164*(1+VLOOKUP($B164,'WEO Projections'!$B$51:$AH$68,AI$1,FALSE))","v":389.60804492907624},{"$f":"AI164*(1+VLOOKUP($B164,'WEO Projections'!$B$51:$AH$68,AJ$1,FALSE))","v":380.19288358421528},{"$f":"AJ164*(1+VLOOKUP($B164,'WEO Projections'!$B$51:$AH$68,AK$1,FALSE))","v":373.00156991201658},{"$f":"AK164*(1+VLOOKUP($B164,'WEO Projections'!$B$51:$AH$68,AL$1,FALSE))","v":365.81025623981787},{"$f":"AL164*(1+VLOOKUP($B164,'WEO Projections'!$B$51:$AH$68,AM$1,FALSE))","v":358.61894256761929},{"$f":"AM164*(1+VLOOKUP($B164,'WEO Projections'!$B$51:$AH$68,AN$1,FALSE))","v":351.42762889542058},{"$f":"AN164*(1+VLOOKUP($B164,'WEO Projections'!$B$51:$AH$68,AO$1,FALSE))","v":344.23631522322194},{"$f":"AO164*(1+VLOOKUP($B164,'WEO Projections'!$B$51:$AH$68,AP$1,FALSE))","v":339.59395979733682},{"$f":"AP164*(1+VLOOKUP($B164,'WEO Projections'!$B$51:$AH$68,AQ$1,FALSE))","v":334.95160437145165},{"$f":"AQ164*(1+VLOOKUP($B164,'WEO Projections'!$B$51:$AH$68,AR$1,FALSE))","v":330.30924894556659},{"$f":"AR164*(1+VLOOKUP($B164,'WEO Projections'!$B$51:$AH$68,AS$1,FALSE))","v":325.66689351968142},{"$f":"AS164*(1+VLOOKUP($B164,'WEO Projections'!$B$51:$AH$68,AT$1,FALSE))","v":321.02453809379631},{"$f":"AT164*(1+VLOOKUP($B164,'WEO Projections'!$B$51:$AH$68,AU$1,FALSE))","v":319.89535074083295},{"$f":"AU164*(1+VLOOKUP($B164,'WEO Projections'!$B$51:$AH$68,AV$1,FALSE))","v":318.7661633878696},{"$f":"AV164*(1+VLOOKUP($B164,'WEO Projections'!$B$51:$AH$68,AW$1,FALSE))","v":317.63697603490624},{"$f":"AW164*(1+VLOOKUP($B164,'WEO Projections'!$B$51:$AH$68,AX$1,FALSE))","v":316.50778868194294},{"$f":"AX164*(1+VLOOKUP($B164,'WEO Projections'!$B$51:$AH$68,AY$1,FALSE))","v":315.37860132897958},{"$f":"AY164*(1+VLOOKUP($B164,'WEO Projections'!$B$51:$AH$68,AZ$1,FALSE))","v":314.52294622378253},{"$f":"AZ164*(1+VLOOKUP($B164,'WEO Projections'!$B$51:$AH$68,BA$1,FALSE))","v":313.66729111858547},{"$f":"BA164*(1+VLOOKUP($B164,'WEO Projections'!$B$51:$AH$68,BB$1,FALSE))","v":312.81163601338852},{"$f":"BB164*(1+VLOOKUP($B164,'WEO Projections'!$B$51:$AH$68,BC$1,FALSE))","v":311.95598090819146},{"$f":"BC164*(1+VLOOKUP($B164,'WEO Projections'!$B$51:$AH$68,BD$1,FALSE))","v":311.1003258029944},null,413.70365149834089,358.61894256761923,330.30924894556654]
["United Arab Emirates",{"$f":"VLOOKUP(A165,'Country Parameters'!$B$4:$T$198,19,FALSE)","v":"Middle East"},"United Arab Emirates","Total","CO2 per kWh of electricity (gCO2 per kWh)",743.45529999999997,743.476,743.39660000000003,743.43529999999998,743.46979999999996,737.45699999999999,740.07759999999996,749.44529999999997,710.25109999999995,707.72159999999997,728.43340000000001,746.38850000000002,764.25959999999998,804.94140000000004,913.22029999999995,843.54639999999995,819.98559999999998,720.33389999999997,747.64009999999996,631.28049999999996,597.85180000000003,597.38779999999997,597.27589999999998,{"$f":"AB165*(1+VLOOKUP($B165,'WEO Projections'!$B$51:$AH$68,AC$1,FALSE))","v":578.82415559456024},{"$f":"AC165*(1+VLOOKUP($B165,'WEO Projections'!$B$51:$AH$68,AD$1,FALSE))","v":560.37241118912027},{"$f":"AD165*(1+VLOOKUP($B165,'WEO Projections'!$B$51:$AH$68,AE$1,FALSE))","v":541.92066678368042},{"$f":"AE165*(1+VLOOKUP($B165,'WEO Projections'!$B$51:$AH$68,AF$1,FALSE))","v":529.2500830323969},{"$f":"AF165*(1+VLOOKUP($B165,'WEO Projections'!$B$51:$AH$68,AG$1,FALSE))","v":516.5794992811135},{"$f":"AG165*(1+VLOOKUP($B165,'WEO Projections'!$B$51:$AH$68,AH$1,FALSE))","v":503.90891552982993},{"$f":"AH165*(1+VLOOKUP($B165,'WEO Projections'!$B$51:$AH$68,AI$1,FALSE))","v":491.23833177854647},{"$f":"AI165*(1+VLOOKUP($B165,'WEO Projections'!$B$51:$AH$68,AJ$1,FALSE))","v":478.56774802726295},{"$f":"AJ165*(1+VLOOKUP($B165,'WEO Projections'!$B$51:$AH$68,AK$1,FALSE))","v":467.56331181577571},{"$f":"AK165*(1+VLOOKUP($B165,'WEO Projections'!$B$51:$AH$68,AL$1,FALSE))","v":456.55887560428857},{"$f":"AL165*(1+VLOOKUP($B165,'WEO Projections'!$B$51:$AH$68,AM$1,FALSE))","v":445.55443939280133},{"$f":"AM165*(1+VLOOKUP($B165,'WEO Projections'!$B$51:$AH$68,AN$1,FALSE))","v":434.55000318131408},{"$f":"AN165*(1+VLOOKUP($B165,'WEO Projections'!$B$51:$AH$68,AO$1,FALSE))","v":423.54556696982689},{"$f":"AO165*(1+VLOOKUP($B165,'WEO Projections'!$B$51:$AH$68,AP$1,FALSE))","v":415.50548834563693},{"$f":"AP165*(1+VLOOKUP($B165,'WEO Projections'!$B$51:$AH$68,AQ$1,FALSE))","v":407.46540972144703},{"$f":"AQ165*(1+VLOOKUP($B165,'WEO Projections'!$B$51:$AH$68,AR$1,FALSE))","v":399.42533109725707},{"$f":"AR165*(1+VLOOKUP($B165,'WEO Projections'!$B$51:$AH$68,AS$1,FALSE))","v":391.38525247306717},{"$f":"AS165*(1+VLOOKUP($B165,'WEO Projections'!$B$51:$AH$68,AT$1,FALSE))","v":383.34517384887721},{"$f":"AT165*(1+VLOOKUP($B165,'WEO Projections'!$B$51:$AH$68,AU$1,FALSE))","v":379.54043268876046},{"$f":"AU165*(1+VLOOKUP($B165,'WEO Projections'!$B$51:$AH$68,AV$1,FALSE))","v":375.73569152864371},{"$f":"AV165*(1+VLOOKUP($B165,'WEO Projections'!$B$51:$AH$68,AW$1,FALSE))","v":371.93095036852696},{"$f":"AW165*(1+VLOOKUP($B165,'WEO Projections'!$B$51:$AH$68,AX$1,FALSE))","v":368.12620920841022},{"$f":"AX165*(1+VLOOKUP($B165,'WEO Projections'!$B$51:$AH$68,AY$1,FALSE))","v":364.32146804829347},{"$f":"AY165*(1+VLOOKUP($B165,'WEO Projections'!$B$51:$AH$68,AZ$1,FALSE))","v":362.29771278862836},{"$f":"AZ165*(1+VLOOKUP($B165,'WEO Projections'!$B$51:$AH$68,BA$1,FALSE))","v":360.27395752896325},{"$f":"BA165*(1+VLOOKUP($B165,'WEO Projections'!$B$51:$AH$68,BB$1,FALSE))","v":358.25020226929809},{"$f":"BB165*(1+VLOOKUP($B165,'WEO Projections'!$B$51:$AH$68,BC$1,FALSE))","v":356.22644700963298},{"$f":"BC165*(1+VLOOKUP($B165,'WEO Projections'!$B$51:$AH$68,BD$1,FALSE))","v":354.20269174996787},null,525.08272640206383,445.55443939280133,399.42533109725707]
["United Kingdom",{"$f":"VLOOKUP(A166,'Country Parameters'!$B$4:$T$198,19,FALSE)","v":"OECD Europe"},"United Kingdom","Total","CO2 per kWh of electricity (gCO2 per kWh)",672.06010000000003,661.05399999999997,656.20929999999998,581.41589999999997,550.72019999999998,528.80430000000001,515.92740000000003,481.81619999999998,476.71969999999999,448.41820000000001,471.74630000000002,483.73090000000002,468.77530000000002,489.80579999999998,492.25490000000002,491.3014,515.02480000000003,506.2593,489.8623,441.33199999999999,444.72160000000002,434.67770000000002,479.47829999999999,{"$f":"AB166*(1+VLOOKUP($B166,'WEO Projections'!$B$51:$AH$68,AC$1,FALSE))","v":467.93485777977406},{"$f":"AC166*(1+VLOOKUP($B166,'WEO Projections'!$B$51:$AH$68,AD$1,FALSE))","v":456.39141555954802},{"$f":"AD166*(1+VLOOKUP($B166,'WEO Projections'!$B$51:$AH$68,AE$1,FALSE))","v":444.84797333932215},{"$f":"AE166*(1+VLOOKUP($B166,'WEO Projections'!$B$51:$AH$68,AF$1,FALSE))","v":436.13126377312932},{"$f":"AF166*(1+VLOOKUP($B166,'WEO Projections'!$B$51:$AH$68,AG$1,FALSE))","v":427.41455420693654},{"$f":"AG166*(1+VLOOKUP($B166,'WEO Projections'!$B$51:$AH$68,AH$1,FALSE))","v":418.69784464074377},{"$f":"AH166*(1+VLOOKUP($B166,'WEO Projections'!$B$51:$AH$68,AI$1,FALSE))","v":409.98113507455093},{"$f":"AI166*(1+VLOOKUP($B166,'WEO Projections'!$B$51:$AH$68,AJ$1,FALSE))","v":401.26442550835816},{"$f":"AJ166*(1+VLOOKUP($B166,'WEO Projections'!$B$51:$AH$68,AK$1,FALSE))","v":398.23180677229459},{"$f":"AK166*(1+VLOOKUP($B166,'WEO Projections'!$B$51:$AH$68,AL$1,FALSE))","v":395.19918803623102},{"$f":"AL166*(1+VLOOKUP($B166,'WEO Projections'!$B$51:$AH$68,AM$1,FALSE))","v":392.1665693001674},{"$f":"AM166*(1+VLOOKUP($B166,'WEO Projections'!$B$51:$AH$68,AN$1,FALSE))","v":389.13395056410383},{"$f":"AN166*(1+VLOOKUP($B166,'WEO Projections'!$B$51:$AH$68,AO$1,FALSE))","v":386.10133182804026},{"$f":"AO166*(1+VLOOKUP($B166,'WEO Projections'!$B$51:$AH$68,AP$1,FALSE))","v":381.76833833405163},{"$f":"AP166*(1+VLOOKUP($B166,'WEO Projections'!$B$51:$AH$68,AQ$1,FALSE))","v":377.43534484006307},{"$f":"AQ166*(1+VLOOKUP($B166,'WEO Projections'!$B$51:$AH$68,AR$1,FALSE))","v":373.10235134607444},{"$f":"AR166*(1+VLOOKUP($B166,'WEO Projections'!$B$51:$AH$68,AS$1,FALSE))","v":368.76935785208588},{"$f":"AS166*(1+VLOOKUP($B166,'WEO Projections'!$B$51:$AH$68,AT$1,FALSE))","v":364.43636435809731},{"$f":"AT166*(1+VLOOKUP($B166,'WEO Projections'!$B$51:$AH$68,AU$1,FALSE))","v":359.21743438987221},{"$f":"AU166*(1+VLOOKUP($B166,'WEO Projections'!$B$51:$AH$68,AV$1,FALSE))","v":353.99850442164711},{"$f":"AV166*(1+VLOOKUP($B166,'WEO Projections'!$B$51:$AH$68,AW$1,FALSE))","v":348.77957445342201},{"$f":"AW166*(1+VLOOKUP($B166,'WEO Projections'!$B$51:$AH$68,AX$1,FALSE))","v":343.56064448519692},{"$f":"AX166*(1+VLOOKUP($B166,'WEO Projections'!$B$51:$AH$68,AY$1,FALSE))","v":338.34171451697182},{"$f":"AY166*(1+VLOOKUP($B166,'WEO Projections'!$B$51:$AH$68,AZ$1,FALSE))","v":337.03551086638907},{"$f":"AZ166*(1+VLOOKUP($B166,'WEO Projections'!$B$51:$AH$68,BA$1,FALSE))","v":335.72930721580633},{"$f":"BA166*(1+VLOOKUP($B166,'WEO Projections'!$B$51:$AH$68,BB$1,FALSE))","v":334.42310356522358},{"$f":"BB166*(1+VLOOKUP($B166,'WEO Projections'!$B$51:$AH$68,BC$1,FALSE))","v":333.11689991464084},{"$f":"BC166*(1+VLOOKUP($B166,'WEO Projections'!$B$51:$AH$68,BD$1,FALSE))","v":331.81069626405809},null,432.8329337352954,392.1665693001674,373.1023513460745]
["United States","United States","United States","Total","CO2 per kWh of electricity (gCO2 per kWh)",581.89020000000005,577.66330000000005,598.39779999999996,593.99080000000004,591.74199999999996,589.80169999999998,595.13969999999995,627.63009999999997,614.81510000000003,599.84670000000006,593.44510000000002,624.66600000000005,575.51020000000005,579.13760000000002,577.26070000000004,574.20979999999997,552.25369999999998,559.65250000000003,544.8193,517.03150000000005,522.25099999999998,503.11430000000001,480.68610000000001,{"$f":"AB167*(1+VLOOKUP($B167,'WEO Projections'!$B$51:$AH$68,AC$1,FALSE))","v":471.3807019339618},{"$f":"AC167*(1+VLOOKUP($B167,'WEO Projections'!$B$51:$AH$68,AD$1,FALSE))","v":462.07530386792354},{"$f":"AD167*(1+VLOOKUP($B167,'WEO Projections'!$B$51:$AH$68,AE$1,FALSE))","v":452.76990580188533},{"$f":"AE167*(1+VLOOKUP($B167,'WEO Projections'!$B$51:$AH$68,AF$1,FALSE))","v":449.45509287297875},{"$f":"AF167*(1+VLOOKUP($B167,'WEO Projections'!$B$51:$AH$68,AG$1,FALSE))","v":446.14027994407212},{"$f":"AG167*(1+VLOOKUP($B167,'WEO Projections'!$B$51:$AH$68,AH$1,FALSE))","v":442.82546701516554},{"$f":"AH167*(1+VLOOKUP($B167,'WEO Projections'!$B$51:$AH$68,AI$1,FALSE))","v":439.51065408625897},{"$f":"AI167*(1+VLOOKUP($B167,'WEO Projections'!$B$51:$AH$68,AJ$1,FALSE))","v":436.19584115735233},{"$f":"AJ167*(1+VLOOKUP($B167,'WEO Projections'!$B$51:$AH$68,AK$1,FALSE))","v":434.33556869221326},{"$f":"AK167*(1+VLOOKUP($B167,'WEO Projections'!$B$51:$AH$68,AL$1,FALSE))","v":432.47529622707418},{"$f":"AL167*(1+VLOOKUP($B167,'WEO Projections'!$B$51:$AH$68,AM$1,FALSE))","v":430.61502376193511},{"$f":"AM167*(1+VLOOKUP($B167,'WEO Projections'!$B$51:$AH$68,AN$1,FALSE))","v":428.75475129679609},{"$f":"AN167*(1+VLOOKUP($B167,'WEO Projections'!$B$51:$AH$68,AO$1,FALSE))","v":426.89447883165701},{"$f":"AO167*(1+VLOOKUP($B167,'WEO Projections'!$B$51:$AH$68,AP$1,FALSE))","v":425.12144835587657},{"$f":"AP167*(1+VLOOKUP($B167,'WEO Projections'!$B$51:$AH$68,AQ$1,FALSE))","v":423.34841788009606},{"$f":"AQ167*(1+VLOOKUP($B167,'WEO Projections'!$B$51:$AH$68,AR$1,FALSE))","v":421.57538740431562},{"$f":"AR167*(1+VLOOKUP($B167,'WEO Projections'!$B$51:$AH$68,AS$1,FALSE))","v":419.80235692853512},{"$f":"AS167*(1+VLOOKUP($B167,'WEO Projections'!$B$51:$AH$68,AT$1,FALSE))","v":418.02932645275467},{"$f":"AT167*(1+VLOOKUP($B167,'WEO Projections'!$B$51:$AH$68,AU$1,FALSE))","v":416.37764931675218},{"$f":"AU167*(1+VLOOKUP($B167,'WEO Projections'!$B$51:$AH$68,AV$1,FALSE))","v":414.72597218074975},{"$f":"AV167*(1+VLOOKUP($B167,'WEO Projections'!$B$51:$AH$68,AW$1,FALSE))","v":413.07429504474726},{"$f":"AW167*(1+VLOOKUP($B167,'WEO Projections'!$B$51:$AH$68,AX$1,FALSE))","v":411.42261790874483},{"$f":"AX167*(1+VLOOKUP($B167,'WEO Projections'!$B$51:$AH$68,AY$1,FALSE))","v":409.77094077274234},{"$f":"AY167*(1+VLOOKUP($B167,'WEO Projections'!$B$51:$AH$68,AZ$1,FALSE))","v":408.24491248494104},{"$f":"AZ167*(1+VLOOKUP($B167,'WEO Projections'!$B$51:$AH$68,BA$1,FALSE))","v":406.71888419713969},{"$f":"BA167*(1+VLOOKUP($B167,'WEO Projections'!$B$51:$AH$68,BB$1,FALSE))","v":405.19285590933839},{"$f":"BB167*(1+VLOOKUP($B167,'WEO Projections'!$B$51:$AH$68,BC$1,FALSE))","v":403.6668276215371},{"$f":"BC167*(1+VLOOKUP($B167,'WEO Projections'!$B$51:$AH$68,BD$1,FALSE))","v":402.1407993337358},null,450.04415583494978,430.61502376193511,421.57538740431556]
["Uruguay",{"$f":"VLOOKUP(A168,'Country Parameters'!$B$4:$T$198,19,FALSE)","v":"Latin America"},"Uruguay","Total","CO2 per kWh of electricity (gCO2 per kWh)",42.6492,94.343400000000003,89.086200000000005,67.290800000000004,11.790699999999999,53.3001,103.7042,69.952699999999993,32.768500000000003,187.20410000000001,56.895499999999998,2.6787999999999998,3.9070999999999998,1.8920999999999999,150.96619999999999,102.8232,296.06200000000001,104.3867,306.92149999999998,252.8424,78.793199999999999,195.8629,273.4443,{"$f":"AB168*(1+VLOOKUP($B168,'WEO Projections'!$B$51:$AH$68,AC$1,FALSE))","v":270.7732805147462},{"$f":"AC168*(1+VLOOKUP($B168,'WEO Projections'!$B$51:$AH$68,AD$1,FALSE))","v":268.10226102949247},{"$f":"AD168*(1+VLOOKUP($B168,'WEO Projections'!$B$51:$AH$68,AE$1,FALSE))","v":265.43124154423867},{"$f":"AE168*(1+VLOOKUP($B168,'WEO Projections'!$B$51:$AH$68,AF$1,FALSE))","v":260.81013201423264},{"$f":"AF168*(1+VLOOKUP($B168,'WEO Projections'!$B$51:$AH$68,AG$1,FALSE))","v":256.18902248422654},{"$f":"AG168*(1+VLOOKUP($B168,'WEO Projections'!$B$51:$AH$68,AH$1,FALSE))","v":251.5679129542205},{"$f":"AH168*(1+VLOOKUP($B168,'WEO Projections'!$B$51:$AH$68,AI$1,FALSE))","v":246.94680342421441},{"$f":"AI168*(1+VLOOKUP($B168,'WEO Projections'!$B$51:$AH$68,AJ$1,FALSE))","v":242.32569389420837},{"$f":"AJ168*(1+VLOOKUP($B168,'WEO Projections'!$B$51:$AH$68,AK$1,FALSE))","v":240.81470625489155},{"$f":"AK168*(1+VLOOKUP($B168,'WEO Projections'!$B$51:$AH$68,AL$1,FALSE))","v":239.30371861557472},{"$f":"AL168*(1+VLOOKUP($B168,'WEO Projections'!$B$51:$AH$68,AM$1,FALSE))","v":237.7927309762579},{"$f":"AM168*(1+VLOOKUP($B168,'WEO Projections'!$B$51:$AH$68,AN$1,FALSE))","v":236.2817433369411},{"$f":"AN168*(1+VLOOKUP($B168,'WEO Projections'!$B$51:$AH$68,AO$1,FALSE))","v":234.77075569762431},{"$f":"AO168*(1+VLOOKUP($B168,'WEO Projections'!$B$51:$AH$68,AP$1,FALSE))","v":233.61539682746749},{"$f":"AP168*(1+VLOOKUP($B168,'WEO Projections'!$B$51:$AH$68,AQ$1,FALSE))","v":232.46003795731065},{"$f":"AQ168*(1+VLOOKUP($B168,'WEO Projections'!$B$51:$AH$68,AR$1,FALSE))","v":231.30467908715383},{"$f":"AR168*(1+VLOOKUP($B168,'WEO Projections'!$B$51:$AH$68,AS$1,FALSE))","v":230.14932021699698},{"$f":"AS168*(1+VLOOKUP($B168,'WEO Projections'!$B$51:$AH$68,AT$1,FALSE))","v":228.99396134684017},{"$f":"AT168*(1+VLOOKUP($B168,'WEO Projections'!$B$51:$AH$68,AU$1,FALSE))","v":230.36350252805934},{"$f":"AU168*(1+VLOOKUP($B168,'WEO Projections'!$B$51:$AH$68,AV$1,FALSE))","v":231.73304370927852},{"$f":"AV168*(1+VLOOKUP($B168,'WEO Projections'!$B$51:$AH$68,AW$1,FALSE))","v":233.10258489049772},{"$f":"AW168*(1+VLOOKUP($B168,'WEO Projections'!$B$51:$AH$68,AX$1,FALSE))","v":234.47212607171693},{"$f":"AX168*(1+VLOOKUP($B168,'WEO Projections'!$B$51:$AH$68,AY$1,FALSE))","v":235.84166725293611},{"$f":"AY168*(1+VLOOKUP($B168,'WEO Projections'!$B$51:$AH$68,AZ$1,FALSE))","v":236.77535505347279},{"$f":"AZ168*(1+VLOOKUP($B168,'WEO Projections'!$B$51:$AH$68,BA$1,FALSE))","v":237.70904285400945},{"$f":"BA168*(1+VLOOKUP($B168,'WEO Projections'!$B$51:$AH$68,BB$1,FALSE))","v":238.64273065454614},{"$f":"BB168*(1+VLOOKUP($B168,'WEO Projections'!$B$51:$AH$68,BC$1,FALSE))","v":239.5764184550828},{"$f":"BC168*(1+VLOOKUP($B168,'WEO Projections'!$B$51:$AH$68,BD$1,FALSE))","v":240.51010625561949},null,257.76829348244746,237.79273097625793,231.30467908715386]
["Uzbekistan",{"$f":"VLOOKUP(A169,'Country Parameters'!$B$4:$T$198,19,FALSE)","v":"Eastern Europe & Eurasia"},"Uzbekistan","Total","CO2 per kWh of electricity (gCO2 per kWh)",624.16420000000005,660.91150000000005,733.99080000000004,748.97789999999998,661.42010000000005,571.75210000000004,573.86450000000002,586.57719999999995,634.85580000000004,631.75239999999997,629.45140000000004,629.10789999999997,627.70989999999995,606.78589999999997,588.06679999999994,587.58900000000006,582.38599999999997,608.97289999999998,542.64469999999994,566.30809999999997,549.79589999999996,558.27629999999999,546.10950000000003,{"$f":"AB169*(1+VLOOKUP($B169,'WEO Projections'!$B$51:$AH$68,AC$1,FALSE))","v":533.16558474760404},{"$f":"AC169*(1+VLOOKUP($B169,'WEO Projections'!$B$51:$AH$68,AD$1,FALSE))","v":520.22166949520806},{"$f":"AD169*(1+VLOOKUP($B169,'WEO Projections'!$B$51:$AH$68,AE$1,FALSE))","v":507.27775424281202},{"$f":"AE169*(1+VLOOKUP($B169,'WEO Projections'!$B$51:$AH$68,AF$1,FALSE))","v":496.09953779216102},{"$f":"AF169*(1+VLOOKUP($B169,'WEO Projections'!$B$51:$AH$68,AG$1,FALSE))","v":484.92132134151001},{"$f":"AG169*(1+VLOOKUP($B169,'WEO Projections'!$B$51:$AH$68,AH$1,FALSE))","v":473.74310489085906},{"$f":"AH169*(1+VLOOKUP($B169,'WEO Projections'!$B$51:$AH$68,AI$1,FALSE))","v":462.56488844020799},{"$f":"AI169*(1+VLOOKUP($B169,'WEO Projections'!$B$51:$AH$68,AJ$1,FALSE))","v":451.38667198955699},{"$f":"AJ169*(1+VLOOKUP($B169,'WEO Projections'!$B$51:$AH$68,AK$1,FALSE))","v":442.84873431138436},{"$f":"AK169*(1+VLOOKUP($B169,'WEO Projections'!$B$51:$AH$68,AL$1,FALSE))","v":434.31079663321174},{"$f":"AL169*(1+VLOOKUP($B169,'WEO Projections'!$B$51:$AH$68,AM$1,FALSE))","v":425.77285895503923},{"$f":"AM169*(1+VLOOKUP($B169,'WEO Projections'!$B$51:$AH$68,AN$1,FALSE))","v":417.2349212768666},{"$f":"AN169*(1+VLOOKUP($B169,'WEO Projections'!$B$51:$AH$68,AO$1,FALSE))","v":408.69698359869403},{"$f":"AO169*(1+VLOOKUP($B169,'WEO Projections'!$B$51:$AH$68,AP$1,FALSE))","v":403.18531450555389},{"$f":"AP169*(1+VLOOKUP($B169,'WEO Projections'!$B$51:$AH$68,AQ$1,FALSE))","v":397.67364541241375},{"$f":"AQ169*(1+VLOOKUP($B169,'WEO Projections'!$B$51:$AH$68,AR$1,FALSE))","v":392.16197631927366},{"$f":"AR169*(1+VLOOKUP($B169,'WEO Projections'!$B$51:$AH$68,AS$1,FALSE))","v":386.65030722613352},{"$f":"AS169*(1+VLOOKUP($B169,'WEO Projections'!$B$51:$AH$68,AT$1,FALSE))","v":381.13863813299338},{"$f":"AT169*(1+VLOOKUP($B169,'WEO Projections'!$B$51:$AH$68,AU$1,FALSE))","v":379.79800251535187},{"$f":"AU169*(1+VLOOKUP($B169,'WEO Projections'!$B$51:$AH$68,AV$1,FALSE))","v":378.45736689771041},{"$f":"AV169*(1+VLOOKUP($B169,'WEO Projections'!$B$51:$AH$68,AW$1,FALSE))","v":377.1167312800689},{"$f":"AW169*(1+VLOOKUP($B169,'WEO Projections'!$B$51:$AH$68,AX$1,FALSE))","v":375.77609566242745},{"$f":"AX169*(1+VLOOKUP($B169,'WEO Projections'!$B$51:$AH$68,AY$1,FALSE))","v":374.43546004478594},{"$f":"AY169*(1+VLOOKUP($B169,'WEO Projections'!$B$51:$AH$68,AZ$1,FALSE))","v":373.41957750994038},{"$f":"AZ169*(1+VLOOKUP($B169,'WEO Projections'!$B$51:$AH$68,BA$1,FALSE))","v":372.40369497509482},{"$f":"BA169*(1+VLOOKUP($B169,'WEO Projections'!$B$51:$AH$68,BB$1,FALSE))","v":371.38781244024938},{"$f":"BB169*(1+VLOOKUP($B169,'WEO Projections'!$B$51:$AH$68,BC$1,FALSE))","v":370.37192990540382},{"$f":"BC169*(1+VLOOKUP($B169,'WEO Projections'!$B$51:$AH$68,BD$1,FALSE))","v":369.35604737055826},null,491.17256661748991,425.77285895503917,392.16197631927361]
["Venezuela",{"$f":"VLOOKUP(A170,'Country Parameters'!$B$4:$T$198,19,FALSE)","v":"Latin America"},"Venezuela","Total","CO2 per kWh of electricity (gCO2 per kWh)",322.7937,235.21350000000001,226.72659999999999,241.6113,221.6781,218.9572,183.34719999999999,190.7586,213.25030000000001,198.83699999999999,191.18,241.46279999999999,265.95650000000001,265.17930000000001,221.62559999999999,208.4726,214.2268,207.7115,202.83150000000001,207.21190000000001,257.6832,234.35470000000001,265.3929,{"$f":"AB170*(1+VLOOKUP($B170,'WEO Projections'!$B$51:$AH$68,AC$1,FALSE))","v":262.8005270481849},{"$f":"AC170*(1+VLOOKUP($B170,'WEO Projections'!$B$51:$AH$68,AD$1,FALSE))","v":260.20815409636987},{"$f":"AD170*(1+VLOOKUP($B170,'WEO Projections'!$B$51:$AH$68,AE$1,FALSE))","v":257.61578114455477},{"$f":"AE170*(1+VLOOKUP($B170,'WEO Projections'!$B$51:$AH$68,AF$1,FALSE))","v":253.1307373554323},{"$f":"AF170*(1+VLOOKUP($B170,'WEO Projections'!$B$51:$AH$68,AG$1,FALSE))","v":248.6456935663098},{"$f":"AG170*(1+VLOOKUP($B170,'WEO Projections'!$B$51:$AH$68,AH$1,FALSE))","v":244.16064977718733},{"$f":"AH170*(1+VLOOKUP($B170,'WEO Projections'!$B$51:$AH$68,AI$1,FALSE))","v":239.67560598806483},{"$f":"AI170*(1+VLOOKUP($B170,'WEO Projections'!$B$51:$AH$68,AJ$1,FALSE))","v":235.19056219894239},{"$f":"AJ170*(1+VLOOKUP($B170,'WEO Projections'!$B$51:$AH$68,AK$1,FALSE))","v":233.7240646655784},{"$f":"AK170*(1+VLOOKUP($B170,'WEO Projections'!$B$51:$AH$68,AL$1,FALSE))","v":232.2575671322144},{"$f":"AL170*(1+VLOOKUP($B170,'WEO Projections'!$B$51:$AH$68,AM$1,FALSE))","v":230.79106959885041},{"$f":"AM170*(1+VLOOKUP($B170,'WEO Projections'!$B$51:$AH$68,AN$1,FALSE))","v":229.32457206548642},{"$f":"AN170*(1+VLOOKUP($B170,'WEO Projections'!$B$51:$AH$68,AO$1,FALSE))","v":227.85807453212243},{"$f":"AO170*(1+VLOOKUP($B170,'WEO Projections'!$B$51:$AH$68,AP$1,FALSE))","v":226.73673449654063},{"$f":"AP170*(1+VLOOKUP($B170,'WEO Projections'!$B$51:$AH$68,AQ$1,FALSE))","v":225.61539446095881},{"$f":"AQ170*(1+VLOOKUP($B170,'WEO Projections'!$B$51:$AH$68,AR$1,FALSE))","v":224.49405442537702},{"$f":"AR170*(1+VLOOKUP($B170,'WEO Projections'!$B$51:$AH$68,AS$1,FALSE))","v":223.37271438979516},{"$f":"AS170*(1+VLOOKUP($B170,'WEO Projections'!$B$51:$AH$68,AT$1,FALSE))","v":222.25137435421337},{"$f":"AT170*(1+VLOOKUP($B170,'WEO Projections'!$B$51:$AH$68,AU$1,FALSE))","v":223.58059023383925},{"$f":"AU170*(1+VLOOKUP($B170,'WEO Projections'!$B$51:$AH$68,AV$1,FALSE))","v":224.90980611346512},{"$f":"AV170*(1+VLOOKUP($B170,'WEO Projections'!$B$51:$AH$68,AW$1,FALSE))","v":226.23902199309103},{"$f":"AW170*(1+VLOOKUP($B170,'WEO Projections'!$B$51:$AH$68,AX$1,FALSE))","v":227.56823787271694},{"$f":"AX170*(1+VLOOKUP($B170,'WEO Projections'!$B$51:$AH$68,AY$1,FALSE))","v":228.89745375234281},{"$f":"AY170*(1+VLOOKUP($B170,'WEO Projections'!$B$51:$AH$68,AZ$1,FALSE))","v":229.80364968723359},{"$f":"AZ170*(1+VLOOKUP($B170,'WEO Projections'!$B$51:$AH$68,BA$1,FALSE))","v":230.70984562212433},{"$f":"BA170*(1+VLOOKUP($B170,'WEO Projections'!$B$51:$AH$68,BB$1,FALSE))","v":231.61604155701511},{"$f":"BB170*(1+VLOOKUP($B170,'WEO Projections'!$B$51:$AH$68,BC$1,FALSE))","v":232.52223749190586},{"$f":"BC170*(1+VLOOKUP($B170,'WEO Projections'!$B$51:$AH$68,BD$1,FALSE))","v":233.42843342679663},null,250.17846389688074,230.79106959885044,224.49405442537699]
["Vietnam",{"$f":"VLOOKUP(A171,'Country Parameters'!$B$4:$T$198,19,FALSE)","v":"Non-OECD Asia"},"Viet Nam","Total","CO2 per kWh of electricity (gCO2 per kWh)",552.1259,387.92169999999999,308.99619999999999,257.31490000000002,298.0394,301.29750000000001,326.76299999999998,417.98469999999998,476.52289999999999,403.38159999999999,427.0077,398.61250000000001,429.82170000000002,381.03719999999998,438.31740000000002,446.53820000000002,434.93720000000002,425.75479999999999,405.87619999999998,384.1773,431.61689999999999,383.30770000000001,351.21499999999997,{"$f":"AB171*(1+VLOOKUP($B171,'WEO Projections'!$B$51:$AH$68,AC$1,FALSE))","v":343.95471350790513},{"$f":"AC171*(1+VLOOKUP($B171,'WEO Projections'!$B$51:$AH$68,AD$1,FALSE))","v":336.69442701581022},{"$f":"AD171*(1+VLOOKUP($B171,'WEO Projections'!$B$51:$AH$68,AE$1,FALSE))","v":329.43414052371537},{"$f":"AE171*(1+VLOOKUP($B171,'WEO Projections'!$B$51:$AH$68,AF$1,FALSE))","v":324.70747310065627},{"$f":"AF171*(1+VLOOKUP($B171,'WEO Projections'!$B$51:$AH$68,AG$1,FALSE))","v":319.98080567759723},{"$f":"AG171*(1+VLOOKUP($B171,'WEO Projections'!$B$51:$AH$68,AH$1,FALSE))","v":315.25413825453813},{"$f":"AH171*(1+VLOOKUP($B171,'WEO Projections'!$B$51:$AH$68,AI$1,FALSE))","v":310.52747083147909},{"$f":"AI171*(1+VLOOKUP($B171,'WEO Projections'!$B$51:$AH$68,AJ$1,FALSE))","v":305.80080340841999},{"$f":"AJ171*(1+VLOOKUP($B171,'WEO Projections'!$B$51:$AH$68,AK$1,FALSE))","v":303.26000917912137},{"$f":"AK171*(1+VLOOKUP($B171,'WEO Projections'!$B$51:$AH$68,AL$1,FALSE))","v":300.7192149498228},{"$f":"AL171*(1+VLOOKUP($B171,'WEO Projections'!$B$51:$AH$68,AM$1,FALSE))","v":298.17842072052417},{"$f":"AM171*(1+VLOOKUP($B171,'WEO Projections'!$B$51:$AH$68,AN$1,FALSE))","v":295.6376264912256},{"$f":"AN171*(1+VLOOKUP($B171,'WEO Projections'!$B$51:$AH$68,AO$1,FALSE))","v":293.09683226192698},{"$f":"AO171*(1+VLOOKUP($B171,'WEO Projections'!$B$51:$AH$68,AP$1,FALSE))","v":292.52578008972989},{"$f":"AP171*(1+VLOOKUP($B171,'WEO Projections'!$B$51:$AH$68,AQ$1,FALSE))","v":291.95472791753275},{"$f":"AQ171*(1+VLOOKUP($B171,'WEO Projections'!$B$51:$AH$68,AR$1,FALSE))","v":291.38367574533567},{"$f":"AR171*(1+VLOOKUP($B171,'WEO Projections'!$B$51:$AH$68,AS$1,FALSE))","v":290.81262357313852},{"$f":"AS171*(1+VLOOKUP($B171,'WEO Projections'!$B$51:$AH$68,AT$1,FALSE))","v":290.24157140094144},{"$f":"AT171*(1+VLOOKUP($B171,'WEO Projections'!$B$51:$AH$68,AU$1,FALSE))","v":289.91074374849137},{"$f":"AU171*(1+VLOOKUP($B171,'WEO Projections'!$B$51:$AH$68,AV$1,FALSE))","v":289.5799160960413},{"$f":"AV171*(1+VLOOKUP($B171,'WEO Projections'!$B$51:$AH$68,AW$1,FALSE))","v":289.24908844359118},{"$f":"AW171*(1+VLOOKUP($B171,'WEO Projections'!$B$51:$AH$68,AX$1,FALSE))","v":288.91826079114111},{"$f":"AX171*(1+VLOOKUP($B171,'WEO Projections'!$B$51:$AH$68,AY$1,FALSE))","v":288.58743313869104},{"$f":"AY171*(1+VLOOKUP($B171,'WEO Projections'!$B$51:$AH$68,AZ$1,FALSE))","v":288.59048587059567},{"$f":"AZ171*(1+VLOOKUP($B171,'WEO Projections'!$B$51:$AH$68,BA$1,FALSE))","v":288.5935386025003},{"$f":"BA171*(1+VLOOKUP($B171,'WEO Projections'!$B$51:$AH$68,BB$1,FALSE))","v":288.59659133440499},{"$f":"BB171*(1+VLOOKUP($B171,'WEO Projections'!$B$51:$AH$68,BC$1,FALSE))","v":288.59964406630962},{"$f":"BC171*(1+VLOOKUP($B171,'WEO Projections'!$B$51:$AH$68,BD$1,FALSE))","v":288.60269679821425},null,323.29424654001519,298.17842072052417,291.38367574533567]
["Yemen",{"$f":"VLOOKUP(A172,'Country Parameters'!$B$4:$T$198,19,FALSE)","v":"Middle East"},"Yemen","Total","CO2 per kWh of electricity (gCO2 per kWh)",746.25080000000003,889.17309999999998,886.01020000000005,771.30600000000004,916.34259999999995,945.50540000000001,962.38620000000003,930.48649999999998,995.03330000000005,920.9547,929.62990000000002,930.09770000000003,918.91459999999995,884.19069999999999,874.40300000000002,840.57150000000001,781.40409999999997,678.9194,636.16250000000002,629.81039999999996,649.4624,621.68190000000004,650.47529999999995,{"$f":"AB172*(1+VLOOKUP($B172,'WEO Projections'!$B$51:$AH$68,AC$1,FALSE))","v":630.38005762097248},{"$f":"AC172*(1+VLOOKUP($B172,'WEO Projections'!$B$51:$AH$68,AD$1,FALSE))","v":610.2848152419449},{"$f":"AD172*(1+VLOOKUP($B172,'WEO Projections'!$B$51:$AH$68,AE$1,FALSE))","v":590.18957286291743},{"$f":"AE172*(1+VLOOKUP($B172,'WEO Projections'!$B$51:$AH$68,AF$1,FALSE))","v":576.39041946196608},{"$f":"AF172*(1+VLOOKUP($B172,'WEO Projections'!$B$51:$AH$68,AG$1,FALSE))","v":562.59126606101484},{"$f":"AG172*(1+VLOOKUP($B172,'WEO Projections'!$B$51:$AH$68,AH$1,FALSE))","v":548.79211266006348},{"$f":"AH172*(1+VLOOKUP($B172,'WEO Projections'!$B$51:$AH$68,AI$1,FALSE))","v":534.99295925911224},{"$f":"AI172*(1+VLOOKUP($B172,'WEO Projections'!$B$51:$AH$68,AJ$1,FALSE))","v":521.19380585816089},{"$f":"AJ172*(1+VLOOKUP($B172,'WEO Projections'!$B$51:$AH$68,AK$1,FALSE))","v":509.20920385764816},{"$f":"AK172*(1+VLOOKUP($B172,'WEO Projections'!$B$51:$AH$68,AL$1,FALSE))","v":497.22460185713555},{"$f":"AL172*(1+VLOOKUP($B172,'WEO Projections'!$B$51:$AH$68,AM$1,FALSE))","v":485.23999985662283},{"$f":"AM172*(1+VLOOKUP($B172,'WEO Projections'!$B$51:$AH$68,AN$1,FALSE))","v":473.25539785611011},{"$f":"AN172*(1+VLOOKUP($B172,'WEO Projections'!$B$51:$AH$68,AO$1,FALSE))","v":461.27079585559744},{"$f":"AO172*(1+VLOOKUP($B172,'WEO Projections'!$B$51:$AH$68,AP$1,FALSE))","v":452.51458694930545},{"$f":"AP172*(1+VLOOKUP($B172,'WEO Projections'!$B$51:$AH$68,AQ$1,FALSE))","v":443.75837804301358},{"$f":"AQ172*(1+VLOOKUP($B172,'WEO Projections'!$B$51:$AH$68,AR$1,FALSE))","v":435.00216913672159},{"$f":"AR172*(1+VLOOKUP($B172,'WEO Projections'!$B$51:$AH$68,AS$1,FALSE))","v":426.24596023042972},{"$f":"AS172*(1+VLOOKUP($B172,'WEO Projections'!$B$51:$AH$68,AT$1,FALSE))","v":417.48975132413779},{"$f":"AT172*(1+VLOOKUP($B172,'WEO Projections'!$B$51:$AH$68,AU$1,FALSE))","v":413.3461216421947},{"$f":"AU172*(1+VLOOKUP($B172,'WEO Projections'!$B$51:$AH$68,AV$1,FALSE))","v":409.20249196025156},{"$f":"AV172*(1+VLOOKUP($B172,'WEO Projections'!$B$51:$AH$68,AW$1,FALSE))","v":405.05886227830848},{"$f":"AW172*(1+VLOOKUP($B172,'WEO Projections'!$B$51:$AH$68,AX$1,FALSE))","v":400.9152325963654},{"$f":"AX172*(1+VLOOKUP($B172,'WEO Projections'!$B$51:$AH$68,AY$1,FALSE))","v":396.77160291442232},{"$f":"AY172*(1+VLOOKUP($B172,'WEO Projections'!$B$51:$AH$68,AZ$1,FALSE))","v":394.56759165319909},{"$f":"AZ172*(1+VLOOKUP($B172,'WEO Projections'!$B$51:$AH$68,BA$1,FALSE))","v":392.36358039197586},{"$f":"BA172*(1+VLOOKUP($B172,'WEO Projections'!$B$51:$AH$68,BB$1,FALSE))","v":390.15956913075257},{"$f":"BB172*(1+VLOOKUP($B172,'WEO Projections'!$B$51:$AH$68,BC$1,FALSE))","v":387.95555786952934},{"$f":"BC172*(1+VLOOKUP($B172,'WEO Projections'!$B$51:$AH$68,BD$1,FALSE))","v":385.75154660830611},null,571.85187612826905,485.23999985662283,435.00216913672159]
["Zambia",{"$f":"VLOOKUP(A173,'Country Parameters'!$B$4:$T$198,19,FALSE)","v":"Africa"},"Zambia","Total","CO2 per kWh of electricity (gCO2 per kWh)",11.4207,9.9285999999999994,13.309100000000001,11.0587,8.5602999999999998,7.3486000000000002,7.2183999999999999,9.9289000000000005,10.069100000000001,6.5842000000000001,6.9577999999999998,6.8308,6.6557000000000004,6.8063000000000002,5.8395000000000001,6.3280000000000003,4.6448,2.7673000000000001,2.8239000000000001,2.3290999999999999,2.2200000000000002,3.0059,2.6467000000000001,{"$f":"AB173*(1+VLOOKUP($B173,'WEO Projections'!$B$51:$AH$68,AC$1,FALSE))","v":2.6289530361480318},{"$f":"AC173*(1+VLOOKUP($B173,'WEO Projections'!$B$51:$AH$68,AD$1,FALSE))","v":2.6112060722960639},{"$f":"AD173*(1+VLOOKUP($B173,'WEO Projections'!$B$51:$AH$68,AE$1,FALSE))","v":2.5934591084440957},{"$f":"AE173*(1+VLOOKUP($B173,'WEO Projections'!$B$51:$AH$68,AF$1,FALSE))","v":2.5454966348685462},{"$f":"AF173*(1+VLOOKUP($B173,'WEO Projections'!$B$51:$AH$68,AG$1,FALSE))","v":2.4975341612929967},{"$f":"AG173*(1+VLOOKUP($B173,'WEO Projections'!$B$51:$AH$68,AH$1,FALSE))","v":2.4495716877174463},{"$f":"AH173*(1+VLOOKUP($B173,'WEO Projections'!$B$51:$AH$68,AI$1,FALSE))","v":2.4016092141418963},{"$f":"AI173*(1+VLOOKUP($B173,'WEO Projections'!$B$51:$AH$68,AJ$1,FALSE))","v":2.3536467405663468},{"$f":"AJ173*(1+VLOOKUP($B173,'WEO Projections'!$B$51:$AH$68,AK$1,FALSE))","v":2.3183512617262672},{"$f":"AK173*(1+VLOOKUP($B173,'WEO Projections'!$B$51:$AH$68,AL$1,FALSE))","v":2.2830557828861879},{"$f":"AL173*(1+VLOOKUP($B173,'WEO Projections'!$B$51:$AH$68,AM$1,FALSE))","v":2.2477603040461083},{"$f":"AM173*(1+VLOOKUP($B173,'WEO Projections'!$B$51:$AH$68,AN$1,FALSE))","v":2.2124648252060291},{"$f":"AN173*(1+VLOOKUP($B173,'WEO Projections'!$B$51:$AH$68,AO$1,FALSE))","v":2.1771693463659498},{"$f":"AO173*(1+VLOOKUP($B173,'WEO Projections'!$B$51:$AH$68,AP$1,FALSE))","v":2.1407785109341875},{"$f":"AP173*(1+VLOOKUP($B173,'WEO Projections'!$B$51:$AH$68,AQ$1,FALSE))","v":2.1043876755024251},{"$f":"AQ173*(1+VLOOKUP($B173,'WEO Projections'!$B$51:$AH$68,AR$1,FALSE))","v":2.0679968400706628},{"$f":"AR173*(1+VLOOKUP($B173,'WEO Projections'!$B$51:$AH$68,AS$1,FALSE))","v":2.0316060046389004},{"$f":"AS173*(1+VLOOKUP($B173,'WEO Projections'!$B$51:$AH$68,AT$1,FALSE))","v":1.995215169207138},{"$f":"AT173*(1+VLOOKUP($B173,'WEO Projections'!$B$51:$AH$68,AU$1,FALSE))","v":1.9724907385919042},{"$f":"AU173*(1+VLOOKUP($B173,'WEO Projections'!$B$51:$AH$68,AV$1,FALSE))","v":1.9497663079766703},{"$f":"AV173*(1+VLOOKUP($B173,'WEO Projections'!$B$51:$AH$68,AW$1,FALSE))","v":1.9270418773614362},{"$f":"AW173*(1+VLOOKUP($B173,'WEO Projections'!$B$51:$AH$68,AX$1,FALSE))","v":1.9043174467462025},{"$f":"AX173*(1+VLOOKUP($B173,'WEO Projections'!$B$51:$AH$68,AY$1,FALSE))","v":1.8815930161309686},{"$f":"AY173*(1+VLOOKUP($B173,'WEO Projections'!$B$51:$AH$68,AZ$1,FALSE))","v":1.8620825420073654},{"$f":"AZ173*(1+VLOOKUP($B173,'WEO Projections'!$B$51:$AH$68,BA$1,FALSE))","v":1.8425720678837625},{"$f":"BA173*(1+VLOOKUP($B173,'WEO Projections'!$B$51:$AH$68,BB$1,FALSE))","v":1.8230615937601591},{"$f":"BB173*(1+VLOOKUP($B173,'WEO Projections'!$B$51:$AH$68,BC$1,FALSE))","v":1.8035511196365559},{"$f":"BC173*(1+VLOOKUP($B173,'WEO Projections'!$B$51:$AH$68,BD$1,FALSE))","v":1.7840406455129529},null,2.5101845819344279,2.2477603040461083,2.0679968400706628]
["Zimbabwe",{"$f":"VLOOKUP(A174,'Country Parameters'!$B$4:$T$198,19,FALSE)","v":"Africa"},"Zimbabwe","Total","CO2 per kWh of electricity (gCO2 per kWh)",713.50419999999997,938.94529999999997,1029.5154,1035.5038999999999,1091.5256999999999,919.64229999999998,879.14679999999998,787.16539999999998,908.01869999999997,812.08259999999996,739.76599999999996,848.27459999999996,716.62400000000002,514.60649999999998,571.47349999999994,626.62840000000006,473.12139999999999,432.43,334.91539999999998,364.80829999999997,335.9692,347.0872,365.12180000000001,{"$f":"AB174*(1+VLOOKUP($B174,'WEO Projections'!$B$51:$AH$68,AC$1,FALSE))","v":362.6735424014185},{"$f":"AC174*(1+VLOOKUP($B174,'WEO Projections'!$B$51:$AH$68,AD$1,FALSE))","v":360.22528480283711},{"$f":"AD174*(1+VLOOKUP($B174,'WEO Projections'!$B$51:$AH$68,AE$1,FALSE))","v":357.77702720425566},{"$f":"AE174*(1+VLOOKUP($B174,'WEO Projections'!$B$51:$AH$68,AF$1,FALSE))","v":351.16043118492701},{"$f":"AF174*(1+VLOOKUP($B174,'WEO Projections'!$B$51:$AH$68,AG$1,FALSE))","v":344.54383516559841},{"$f":"AG174*(1+VLOOKUP($B174,'WEO Projections'!$B$51:$AH$68,AH$1,FALSE))","v":337.9272391462697},{"$f":"AH174*(1+VLOOKUP($B174,'WEO Projections'!$B$51:$AH$68,AI$1,FALSE))","v":331.31064312694105},{"$f":"AI174*(1+VLOOKUP($B174,'WEO Projections'!$B$51:$AH$68,AJ$1,FALSE))","v":324.69404710761239},{"$f":"AJ174*(1+VLOOKUP($B174,'WEO Projections'!$B$51:$AH$68,AK$1,FALSE))","v":319.82490864615028},{"$f":"AK174*(1+VLOOKUP($B174,'WEO Projections'!$B$51:$AH$68,AL$1,FALSE))","v":314.95577018468816},{"$f":"AL174*(1+VLOOKUP($B174,'WEO Projections'!$B$51:$AH$68,AM$1,FALSE))","v":310.08663172322605},{"$f":"AM174*(1+VLOOKUP($B174,'WEO Projections'!$B$51:$AH$68,AN$1,FALSE))","v":305.21749326176399},{"$f":"AN174*(1+VLOOKUP($B174,'WEO Projections'!$B$51:$AH$68,AO$1,FALSE))","v":300.34835480030188},{"$f":"AO174*(1+VLOOKUP($B174,'WEO Projections'!$B$51:$AH$68,AP$1,FALSE))","v":295.32810795088608},{"$f":"AP174*(1+VLOOKUP($B174,'WEO Projections'!$B$51:$AH$68,AQ$1,FALSE))","v":290.30786110147028},{"$f":"AQ174*(1+VLOOKUP($B174,'WEO Projections'!$B$51:$AH$68,AR$1,FALSE))","v":285.28761425205448},{"$f":"AR174*(1+VLOOKUP($B174,'WEO Projections'!$B$51:$AH$68,AS$1,FALSE))","v":280.26736740263868},{"$f":"AS174*(1+VLOOKUP($B174,'WEO Projections'!$B$51:$AH$68,AT$1,FALSE))","v":275.24712055322289},{"$f":"AT174*(1+VLOOKUP($B174,'WEO Projections'!$B$51:$AH$68,AU$1,FALSE))","v":272.11220348282984},{"$f":"AU174*(1+VLOOKUP($B174,'WEO Projections'!$B$51:$AH$68,AV$1,FALSE))","v":268.9772864124368},{"$f":"AV174*(1+VLOOKUP($B174,'WEO Projections'!$B$51:$AH$68,AW$1,FALSE))","v":265.8423693420437},{"$f":"AW174*(1+VLOOKUP($B174,'WEO Projections'!$B$51:$AH$68,AX$1,FALSE))","v":262.70745227165065},{"$f":"AX174*(1+VLOOKUP($B174,'WEO Projections'!$B$51:$AH$68,AY$1,FALSE))","v":259.57253520125761},{"$f":"AY174*(1+VLOOKUP($B174,'WEO Projections'!$B$51:$AH$68,AZ$1,FALSE))","v":256.88099500748297},{"$f":"AZ174*(1+VLOOKUP($B174,'WEO Projections'!$B$51:$AH$68,BA$1,FALSE))","v":254.18945481370832},{"$f":"BA174*(1+VLOOKUP($B174,'WEO Projections'!$B$51:$AH$68,BB$1,FALSE))","v":251.49791461993362},{"$f":"BB174*(1+VLOOKUP($B174,'WEO Projections'!$B$51:$AH$68,BC$1,FALSE))","v":248.80637442615895},{"$f":"BC174*(1+VLOOKUP($B174,'WEO Projections'!$B$51:$AH$68,BD$1,FALSE))","v":246.11483423238431},null,346.28900626748248,310.08663172322611,285.28761425205448]

{"sheet":"WEO Projections","index":15,"n_rows":68,"n_cols":34,"rows_kept":68,"cut":false,"hidden":false,"merged":[[2,3,2,8],[2,10,2,15]]}
[null,"Grid CO2 Electricity Emission Intensity (gCO2/kWh)"]
[]
[null,null,null,"WEO 2014 - Current Policies Scenario",null,null,null,null,null,null,"WEO 2014 - New Policies Scenario"]
[null,null,null,2015,2020,2025,2030,2035,2040,null,2015,2020,2025,2030,2035,2040]
[]
[null,"World",null,505.70356675334318,472.36400279575668,456.57802898353339,448.93222675309175,444.16062812570709,442.93171098733836,null,503.27077019160151,453.88226771961013,419.09940752086641,388.77762673991862,366.56911133362553,350.8612703632204]
[null,"OECD",null,406.62432118556842,373.15306484620237,359.61672964796401,345.70826481367169,331.67529056352811,323.45193764125491,null,405.67574909961559,356.71162391984535,322.16610830601888,281.22437544383718,248.24802635092587,225.65280809454606]
[null,"OECD Americas",null,430.80495402094891,414.93113822755305,405.45665749659764,395.04071372098355,386.53905262711766,379.06862354018375,null,429.96758487306863,387.96714235374014,353.65892081240742,313.03304440164555,285.29357724775934,264.00324416161726]
[null,"United States",null,473.89557180576156,456.54818245585318,446.81283043394416,437.53404135827753,428.89032994134766,420.9041758399772,null,473.34665343561107,425.25966748846696,388.67789570847748,345.60311253656744,315.66116838322887,291.76800564024524]
[null,"OECD Europe",null,308.49112079181475,278.26700306114441,267.75177079201927,252.7276490756708,234.63165165945156,230.1025512442489,null,307.38917723114218,272.90462440042455,244.06127287056992,200.70971917267494,164.82910927439681,147.97818066954645]
[null,"European Union",null,316.52563047736641,280.1432810506368,265.60894618776899,245.16241821994939,222.74591971210978,215.35656687538574,null,315.37972399646264,274.19793095194171,240.93117204111206,194.51082654408091,155.90838816569854,137.26715123473781]
[null,"OECD Asia Ocenia",null,527.90559667678269,435.01392096854602,403.79525495223118,382.29376779565888,360.21036764108538,341.80595837214128,null,526.92271186878725,426.98202181814071,380.18555339076107,342.50395311256813,300.11661923448094,261.86727313870102]
[null,"Japan",null,507.42984925000491,389.98657942177431,382.48284913012219,382.58023499294717,366.54858684632876,350.25153787890429,null,506.49854682232774,380.438288737802,348.55761464215072,333.45267104317998,303.62511966427684,276.19142590905727]
[null,"Non-OECD",null,586.22351776202697,543.35155374473493,517.95647718153032,507.90160381091817,503.43197923131078,501.89839531197953,null,582.954559901278,524.42482825385764,481.7149745796317,451.30663444474766,429.53157651619028,412.89040211023149]
[null,"Eastern Europe & Eurasia",null,425.93071161155308,379.0023213209077,343.15834984233118,320.01925967551801,314.39100298716625,310.12612474875061,null,427.23030036222252,382.10247400645238,340.83554127585217,312.34987534862705,293.34801066860109,282.91632593739104]
[null,"Russia",null,408.73349267891916,360.88015802867073,325.07308595958312,302.03803926459597,294.30569011165539,288.17380281821931,null,409.29775289490317,363.18401071886893,322.33958489194663,293.9376576799749,272.8869569002095,259.46684103906097]
[null,"Non-OECD Asia",null,674.69179405340401,626.28995387849454,600.27180933887882,594.42414257997439,591.03641382181991,591.06767429109323,null,670.2799605203187,601.69036781912018,553.2291272364746,522.43227999122701,499.79136375243644,482.29058079656005]
[null,"China",null,666.999001825454,613.67614189646565,585.35877155036576,578.99614012353197,574.76934904136806,571.95099037088312,null,662.9782912170715,584.28623759341508,534.86077704864647,506.36366913478082,481.4774497833908,457.9659772073764]
[null,"India",null,831.41393785215564,760.69412657289888,717.96171682838769,701.51072710823837,690.87917023079444,688.4612576654215,null,824.99655808748719,745.90833231720671,669.03787212655971,613.5170131360743,577.36598926578688,551.29284111458776]
[null,"Middle East",null,611.46814390433656,539.98481799092917,477.90135635725682,432.54183923128625,411.07672304536226,399.65935194113354,null,610.76444808144538,529.15002549845065,473.10770624698409,415.23792459968371,373.1680299986557,340.88868871949887]
[null,"Africa",null,573.38983111434788,520.36953375594896,481.35201351566508,441.12362719873857,416.00281964442968,394.43489241883873,null,570.20484976779505,507.72568509011637,458.46793915658554,403.59737520637532,367.66531038188265,342.10793842379684]
[null,"Latin America",null,177.13131301833192,161.71219366581454,156.6705259452111,152.81547420963486,157.38518172128062,160.50059016182576,null,176.33675117933001,156.37827667966829,143.85022437575299,134.55457302610856,135.8108710812362,135.17794883194796]
[null,"Brazil",null,76.45765019860589,78.127524082836374,86.622912146842282,91.039620024784682,100.06854028895189,106.66634965694985,null,74.985953252724443,69.811924840636195,73.366230502591662,74.606052161926456,83.024663223874498,87.046778342343558]
[]
[]
[]
[null,null,null,2010,2011,2012,2013,2014,2015,2016,2017,2018,2019,2020,2021,2022,2023,2024,2025,2026,2027,2028,2029,2030,2031,2032,2033,2034,2035,2036,2037,2038,2039,2040]
[null,null,null,"From IEA","From IEA","From IEA","Interpolated","Interpolated","from WEO","Interpolated","Interpolated","Interpolated","Interpolated","from WEO","Interpolated","Interpolated","Interpolated","Interpolated","from WEO","Interpolated","Interpolated","Interpolated","Interpolated","from WEO","Interpolated","Interpolated","Interpolated","Interpolated","from WEO","Interpolated","Interpolated","Interpolated","Interpolated","from WEO"]
[3,"World",null,{"$f":"VLOOKUP(B29,'IEA EFs - Grid'!$B$5:$AB$174,24,FALSE)","v":533.66759999999999},{"$f":"VLOOKUP(B29,'IEA EFs - Grid'!$B$5:$AB$174,25,FALSE)","v":530.04960000000005},{"$f":"VLOOKUP(B29,'IEA EFs - Grid'!$B$5:$AB$174,26,FALSE)","v":536.79600000000005},{"$f":"$F29+($I29-$F29)/($I$27-$F$27)*(G$27-$F$27)","v":526.4318555844477},{"$f":"$F29+($I29-$F29)/($I$27-$F$27)*(H$27-$F$27)","v":516.06771116889547},{"$f":"HLOOKUP(I$27,$D$4:$I$23,$A29,FALSE)","v":505.70356675334318},{"$f":"$I29+($N29-$I29)/($N$27-$I$27)*(J$27-$I$27)","v":499.03565396182586},492.36774117030859,485.69982837879127,479.031915587274,{"$f":"HLOOKUP(N$27,$D$4:$I$23,$A29,FALSE)","v":472.36400279575668},{"$f":"$N29+($S29-$N29)/($S$27-$N$27)*(O$27-$N$27)","v":469.20680803331203},466.04961327086738,462.89241850842268,459.73522374597803,{"$f":"HLOOKUP(S$27,$D$4:$I$23,$A29,FALSE)","v":456.57802898353339},{"$f":"$S29+($X29-$S29)/($X$27-$S$27)*(T$27-$S$27)","v":455.04886853744506},453.51970809135673,451.99054764526841,450.46138719918008,{"$f":"HLOOKUP(X$27,$D$4:$I$23,$A29,FALSE)","v":448.93222675309175},{"$f":"$X29+($AC29-$X29)/($AC$27-$X$27)*(Y$27-$X$27)","v":447.97790702761483},447.02358730213791,446.06926757666093,445.11494785118401,{"$f":"HLOOKUP(AC$27,$D$4:$I$23,$A29,FALSE)","v":444.16062812570709},{"$f":"$AC29+($AH29-$AC29)/($AH$27-$AC$27)*(AD$27-$AC$27)","v":443.91484469803333},443.66906127035958,443.42327784268588,443.17749441501212,{"$f":"HLOOKUP(AH$27,$D$4:$I$23,$A29,FALSE)","v":442.93171098733836}]
[{"$f":"A29+1","v":4},"OECD",null,{"$f":"VLOOKUP(B30,'IEA EFs - Grid'!$B$5:$AB$174,24,FALSE)","v":432.9434},{"$f":"VLOOKUP(B30,'IEA EFs - Grid'!$B$5:$AB$174,25,FALSE)","v":432.73050000000001},{"$f":"VLOOKUP(B30,'IEA EFs - Grid'!$B$5:$AB$174,26,FALSE)","v":433.03829999999999},{"$f":"$F30+($I30-$F30)/($I$27-$F$27)*(G$27-$F$27)","v":424.23364039518947},415.42898079037894,406.62432118556842,399.93006991769522,393.23581864982202,386.54156738194877,379.84731611407557,373.15306484620237,370.44579780655471,367.73853076690705,365.03126372725933,362.32399668761167,359.61672964796401,356.83503668110552,354.05334371424709,351.27165074738861,348.48995778053018,345.70826481367169,342.90166996364297,340.09507511361426,337.28848026358554,334.48188541355682,331.67529056352811,330.03061997907349,328.38594939461882,326.7412788101642,325.09660822570953,323.45193764125491]
[{"$f":"A30+1","v":5},"OECD Americas",null,{"$f":"VLOOKUP(B31,'IEA EFs - Grid'!$B$5:$AB$174,24,FALSE)","v":470.69349999999997},{"$f":"VLOOKUP(B31,'IEA EFs - Grid'!$B$5:$AB$174,25,FALSE)","v":478.46679999999998},{"$f":"VLOOKUP(B31,'IEA EFs - Grid'!$B$5:$AB$174,26,FALSE)","v":459.22179999999997},449.74951800698295,440.27723601396593,430.80495402094891,427.63019086226973,424.45542770359054,421.28066454491142,418.10590138623223,414.93113822755305,413.03624208136199,411.14134593517088,409.24644978897982,407.3515536427887,405.45665749659764,403.37346874147482,401.290279986352,399.20709123122919,397.12390247610637,395.04071372098355,393.34038150221039,391.64004928343718,389.93971706466402,388.23938484589081,386.53905262711766,385.04496680973085,383.5508809923441,382.0567951749573,380.56270935757055,379.06862354018375]
[6,"United States",null,{"$f":"VLOOKUP(B32,'IEA EFs - Grid'!$B$5:$AB$174,24,FALSE)","v":517.03150000000005},{"$f":"VLOOKUP(B32,'IEA EFs - Grid'!$B$5:$AB$174,25,FALSE)","v":522.25099999999998},{"$f":"VLOOKUP(B32,'IEA EFs - Grid'!$B$5:$AB$174,26,FALSE)","v":503.11430000000001},493.37472393525388,483.63514787050769,473.89557180576156,470.42609393577987,466.95661606579819,463.48713819581656,460.01766032583487,456.54818245585318,454.60111205147138,452.65404164708957,450.70697124270777,448.75990083832596,446.81283043394416,444.95707261881086,443.1013148036775,441.24555698854419,439.38979917341084,437.53404135827753,435.80529907489154,434.0765567915056,432.3478145081196,430.61907222473366,428.89032994134766,427.29309912107357,425.69586830079948,424.09863748052538,422.50140666025129,420.9041758399772]
[7,"OECD Europe",null,{"$f":"VLOOKUP(B33,'IEA EFs - Grid'!$B$5:$AB$174,24,FALSE)","v":338.6499},{"$f":"VLOOKUP(B33,'IEA EFs - Grid'!$B$5:$AB$174,25,FALSE)","v":330.02249999999998},{"$f":"VLOOKUP(B33,'IEA EFs - Grid'!$B$5:$AB$174,26,FALSE)","v":332.50639999999999},324.50130693060493,316.49621386120981,308.49112079181475,302.44629724568068,296.40147369954661,290.35665015341255,284.31182660727848,278.26700306114441,276.16395660731939,274.06091015349438,271.9578636996693,269.85481724584429,267.75177079201927,264.74694644874955,261.74212210547989,258.73729776221018,255.73247341894049,252.7276490756708,249.10844959242695,245.4892501091831,241.87005062593926,238.25085114269541,234.63165165945156,233.72583157641103,232.82001149337049,231.91419141032998,231.00837132728944,230.1025512442489]
[8,"European Union",null,{"$f":"VLOOKUP(B34,'IEA EFs - Grid'!$B$5:$AB$174,24,FALSE)","v":355.08760000000001},{"$f":"VLOOKUP(B34,'IEA EFs - Grid'!$B$5:$AB$174,25,FALSE)","v":345.65789999999998},{"$f":"VLOOKUP(B34,'IEA EFs - Grid'!$B$5:$AB$174,26,FALSE)","v":350.33170000000001},339.06301015912214,327.79432031824427,316.52563047736641,309.24916059202047,301.97269070667454,294.69622082132867,287.41975093598273,280.1432810506368,277.23641407806326,274.32954710548967,271.42268013291613,268.51581316034253,265.60894618776899,261.51964059420504,257.43033500064115,253.34102940707723,249.25172381351331,245.16241821994939,240.67911851838147,236.19581881681356,231.71251911524561,227.2292194136777,222.74591971210978,221.26804914476497,219.79017857742016,218.31230801007536,216.83443744273055,215.35656687538574]
[9,"OECD Asia Oceania",null,{"$f":"VLOOKUP(B35,'IEA EFs - Grid'!$B$5:$AB$174,24,FALSE)","v":506.51459999999997},{"$f":"VLOOKUP(B35,'IEA EFs - Grid'!$B$5:$AB$174,25,FALSE)","v":499.38529999999997},{"$f":"VLOOKUP(B35,'IEA EFs - Grid'!$B$5:$AB$174,26,FALSE)","v":547.68859999999995},541.09426555892753,534.49993111785511,527.90559667678269,509.32726153513534,490.74892639348803,472.17059125184068,453.59225611019338,435.01392096854602,428.77018776528303,422.52645456202009,416.2827213587571,410.03898815549417,403.79525495223118,399.49495752091673,395.19466008960228,390.89436265828778,386.59406522697333,382.29376779565888,377.8770877647442,373.46040773382947,369.04372770291479,364.62704767200006,360.21036764108538,356.52948578729655,352.84860393350772,349.16772207971894,345.48684022593011,341.80595837214128]
[10,"Japan",null,{"$f":"VLOOKUP(B36,'IEA EFs - Grid'!$B$5:$AB$174,24,FALSE)","v":415.49849999999998},{"$f":"VLOOKUP(B36,'IEA EFs - Grid'!$B$5:$AB$174,25,FALSE)","v":417.86489999999998},{"$f":"VLOOKUP(B36,'IEA EFs - Grid'!$B$5:$AB$174,26,FALSE)","v":497.77499999999998},500.99328308333497,504.21156616666991,507.42984925000491,483.9411952843588,460.45254131871269,436.96388735306653,413.47523338742042,389.98657942177431,388.48583336344387,386.98508730511344,385.48434124678306,383.98359518845263,382.48284913012219,382.50232630268721,382.52180347525217,382.54128064781719,382.56075782038215,382.58023499294717,379.37390536362346,376.16757573429982,372.96124610497611,369.75491647565246,366.54858684632876,363.28917705284385,360.02976725935895,356.7703574658741,353.51094767238919,350.25153787890429]
[11,"Non-OECD",null,{"$f":"VLOOKUP(B37,'IEA EFs - Grid'!$B$5:$AB$174,24,FALSE)","v":640.52139999999997},{"$f":"VLOOKUP(B37,'IEA EFs - Grid'!$B$5:$AB$174,25,FALSE)","v":629.27290000000005},{"$f":"VLOOKUP(B37,'IEA EFs - Grid'!$B$5:$AB$174,26,FALSE)","v":635.2491},618.90723925400903,602.56537850801794,586.22351776202697,577.64912495856856,569.07473215511015,560.50033935165175,551.92594654819334,543.35155374473493,538.27253843209405,533.19352311945306,528.11450780681218,523.03549249417119,517.95647718153032,515.94550250740792,513.93452783328541,511.92355315916302,509.91257848504063,507.90160381091817,507.00767889499667,506.11375397907523,505.21982906315372,504.32590414723228,503.43197923131078,503.12526244744453,502.81854566357828,502.51182887971203,502.20511209584578,501.89839531197953]
[12,"Eastern Europe & Eurasia",null,{"$f":"VLOOKUP(B38,'IEA EFs - Grid'!$B$5:$AB$174,24,FALSE)","v":425.61989999999997},{"$f":"VLOOKUP(B38,'IEA EFs - Grid'!$B$5:$AB$174,25,FALSE)","v":426.9151},{"$f":"VLOOKUP(B38,'IEA EFs - Grid'!$B$5:$AB$174,26,FALSE)","v":458.53539999999998},447.66717053718435,436.79894107436871,425.93071161155308,416.54503355342399,407.1593554952949,397.77367743716587,388.38799937903678,379.0023213209077,371.83352702519238,364.66473272947707,357.49593843376181,350.32714413804649,343.15834984233118,338.53053180896853,333.90271377560589,329.2748957422433,324.64707770888066,320.01925967551801,318.89360833784764,317.76795700017732,316.64230566250694,315.51665432483662,314.39100298716625,313.53802733948311,312.68505169179997,311.83207604411689,310.97910039643375,310.12612474875061]
[13,"Russia",null,{"$f":"VLOOKUP(B39,'IEA EFs - Grid'!$B$5:$AB$174,24,FALSE)","v":401.64640000000003},{"$f":"VLOOKUP(B39,'IEA EFs - Grid'!$B$5:$AB$174,25,FALSE)","v":411.96249999999998},{"$f":"VLOOKUP(B39,'IEA EFs - Grid'!$B$5:$AB$174,26,FALSE)","v":437.35079999999999},427.8116975596397,418.27259511927946,408.73349267891916,399.16282574886947,389.59215881881977,380.02149188877013,370.45082495872043,360.88015802867073,353.71874361485322,346.55732920103571,339.39591478721815,332.23450037340064,325.07308595958312,320.46607662058568,315.85906728158824,311.25205794259085,306.64504860359341,302.03803926459597,300.49156943400783,298.94509960341975,297.39862977283161,295.85215994224353,294.30569011165539,293.07931265296816,291.85293519428097,290.62655773559374,289.40018027690655,288.17380281821931]
[14,"Non-OECD Asia",null,{"$f":"VLOOKUP(B40,'IEA EFs - Grid'!$B$5:$AB$174,24,FALSE)","v":750.48530000000005},{"$f":"VLOOKUP(B40,'IEA EFs - Grid'!$B$5:$AB$174,25,FALSE)","v":741.82740000000001},{"$f":"VLOOKUP(B40,'IEA EFs - Grid'!$B$5:$AB$174,26,FALSE)","v":719.29970000000003},704.43039801780139,689.56109603560265,674.69179405340401,665.01142601842207,655.33105798344025,645.65068994845831,635.97032191347648,626.28995387849454,621.08632497057135,615.88269606264828,610.67906715472509,605.47543824680201,600.27180933887882,599.10227598709798,597.93274263531703,596.76320928353618,595.59367593175523,594.42414257997439,593.74659682834351,593.06905107671264,592.39150532508165,591.71395957345078,591.03641382181991,591.04266591567455,591.04891800952919,591.05517010338394,591.06142219723858,591.06767429109323]
[15,"China",null,{"$f":"VLOOKUP(B41,'IEA EFs - Grid'!$B$5:$AB$174,24,FALSE)","v":790.1902},{"$f":"VLOOKUP(B41,'IEA EFs - Grid'!$B$5:$AB$174,25,FALSE)","v":759.93529999999998},{"$f":"VLOOKUP(B41,'IEA EFs - Grid'!$B$5:$AB$174,26,FALSE)","v":766.22339999999997},733.14860060848468,700.07380121696929,666.999001825454,656.33442983965631,645.66985785385862,635.00528586806104,624.34071388226334,613.67614189646565,608.01266782724565,602.34919375802565,596.68571968880576,591.02224561958576,585.35877155036576,584.08624526499898,582.8137189796322,581.54119269426553,580.26866640889875,578.99614012353197,578.15078190709914,577.30542369066643,576.4600654742336,575.61470725780089,574.76934904136806,574.20567730727112,573.64200557317406,573.07833383907712,572.51466210498006,571.95099037088312]
[16,"India",null,{"$f":"VLOOKUP(B42,'IEA EFs - Grid'!$B$5:$AB$174,24,FALSE)","v":960.6721},{"$f":"VLOOKUP(B42,'IEA EFs - Grid'!$B$5:$AB$174,25,FALSE)","v":933.75620000000004},{"$f":"VLOOKUP(B42,'IEA EFs - Grid'!$B$5:$AB$174,26,FALSE)","v":890.71569999999997},870.94844595071856,851.18119190143705,831.41393785215564,817.26997559630433,803.12601334045291,788.98205108460161,774.83808882875019,760.69412657289888,752.1476446239966,743.60116267509443,735.05468072619215,726.50819877728998,717.96171682838769,714.67151888435785,711.38132094032801,708.09112299629805,704.80092505226821,701.51072710823837,699.38441573274963,697.25810435726078,695.13179298177204,693.00548160628318,690.87917023079444,690.39558771771988,689.91200520464531,689.42842269157063,688.94484017849607,688.4612576654215]
[17,"Middle East",null,{"$f":"VLOOKUP(B43,'IEA EFs - Grid'!$B$5:$AB$174,24,FALSE)","v":687.22119999999995},{"$f":"VLOOKUP(B43,'IEA EFs - Grid'!$B$5:$AB$174,25,FALSE)","v":667.79020000000003},{"$f":"VLOOKUP(B43,'IEA EFs - Grid'!$B$5:$AB$174,26,FALSE)","v":673.92740000000003},653.10764796811225,632.28789593622434,611.46814390433656,597.17147872165503,582.87481353897363,568.5781483562921,554.2814831736107,539.98481799092917,527.56812566419467,515.15143333746028,502.73474101072577,490.31804868399126,477.90135635725682,468.82945293206268,459.7575495068686,450.68564608167446,441.61374265648038,432.54183923128625,428.24881599410145,423.95579275691665,419.66276951973185,415.36974628254706,411.07672304536226,408.79324882451652,406.50977460367079,404.226300382825,401.94282616197927,399.65935194113354]
[18,"Africa",null,{"$f":"VLOOKUP(B44,'IEA EFs - Grid'!$B$5:$AB$174,24,FALSE)","v":629.7758},{"$f":"VLOOKUP(B44,'IEA EFs - Grid'!$B$5:$AB$174,25,FALSE)","v":612.63329999999996},{"$f":"VLOOKUP(B44,'IEA EFs - Grid'!$B$5:$AB$174,26,FALSE)","v":585.16089999999997},581.23721037144924,577.31352074289862,573.38983111434788,562.78577164266812,552.18171217098836,541.57765269930849,530.97359322762873,520.36953375594896,512.5660297078922,504.76252565983543,496.95902161177861,489.15551756372184,481.35201351566508,473.30633625227978,465.26065898889448,457.21498172550918,449.16930446212388,441.12362719873857,436.09946568787677,431.07530417701503,426.05114266615323,421.02698115529148,416.00281964442968,411.6892341993115,407.37564875419332,403.06206330907509,398.74847786395691,394.43489241883873]
[19,"Latin America",null,{"$f":"VLOOKUP(B45,'IEA EFs - Grid'!$B$5:$AB$174,24,FALSE)","v":183.87129999999999},{"$f":"VLOOKUP(B45,'IEA EFs - Grid'!$B$5:$AB$174,25,FALSE)","v":195.32509999999999},{"$f":"VLOOKUP(B45,'IEA EFs - Grid'!$B$5:$AB$174,26,FALSE)","v":182.4787},180.6962376727773,178.91377534555463,177.13131301833192,174.04748914782846,170.96366527732496,167.8798414068215,164.796017536318,161.71219366581454,160.70386012169385,159.69552657757316,158.68719303345247,157.67885948933178,156.6705259452111,155.89951559809586,155.1285052509806,154.35749490386536,153.58648455675009,152.81547420963486,153.72941571196401,154.64335721429316,155.55729871662231,156.47124021895146,157.38518172128062,158.00826340938966,158.63134509749867,159.25442678560771,159.87750847371672,160.50059016182576]
[20,"Brazil",null,{"$f":"VLOOKUP(B46,'IEA EFs - Grid'!$B$5:$AB$174,24,FALSE)","v":64.338700000000003},{"$f":"VLOOKUP(B46,'IEA EFs - Grid'!$B$5:$AB$174,25,FALSE)","v":86.462199999999996},{"$f":"VLOOKUP(B46,'IEA EFs - Grid'!$B$5:$AB$174,26,FALSE)","v":67.890799999999999},70.746416732868624,73.602033465737264,76.45765019860589,76.791624975451981,77.125599752298086,77.459574529144177,77.793549305990283,78.127524082836374,79.826601695637549,81.52567930843874,83.224756921239916,84.923834534041106,86.622912146842282,87.506253722430756,88.389595298019245,89.272936873607719,90.156278449196208,91.039620024784682,92.845404077618127,94.651188130451573,96.456972183285004,98.262756236118449,100.06854028895189,101.38810216255149,102.70766403615107,104.02722590975067,105.34678778335025,106.66634965694985]
[]
[]
[null,null,null,null,null,null,2013,2014,2015,2016,2017,2018,2019,2020,2021,2022,2023,2024,2025,2026,2027,2028,2029,2030,2031,2032,2033,2034,2035,2036,2037,2038,2039,2040]
[]
[null,"World",null,null,null,null,{"$f":"(G29-F29)/F29","v":-1.9307417371873758E-2},-1.9687532784363703E-2,-2.0082915848537511E-2,-1.3185417762278899E-2,-1.3361595987342689E-2,-1.3542546015846542E-2,-1.3728464376390605E-2,-1.3919558539941392E-2,-6.6838174453563767E-3,-6.728791459096853E-3,-6.7743748144894313E-3,-6.8205799797241631E-3,-6.8674197654890199E-3,-3.3491765897992343E-3,-3.3604312675320821E-3,-3.371761841450765E-3,-3.3831690818641705E-3,-3.394653769540915E-3,-2.1257545540427141E-3,-2.1302830128586982E-3,-2.1348308066615838E-3,-2.139398059546689E-3,-2.1439848966743314E-3,-5.5336608449723984E-4,-5.5367246806298578E-4,-5.5397919108884344E-4,-5.5428625413967152E-4,-5.5459365778081249E-4]
[null,"OECD",null,null,null,null,-2.0332288402227987E-2,-2.0754270209709571E-2,-2.1194139099441553E-2,-1.6462987871348176E-2,-1.6738554490916029E-2,-1.7023503329015182E-2,-1.7318321838485452E-2,-1.7623531834730099E-2,-7.2551113596332917E-3,-7.3081326760288555E-3,-7.3619346713595614E-3,-7.4165347154222161E-3,-7.4719506971596232E-3,-7.7351600677241601E-3,-7.7954591923784606E-3,-7.8567058220005478E-3,-7.9189224662449039E-3,-7.9821323534674804E-3,-8.1183909547010748E-3,-8.1848386749656041E-3,-8.2523830993175302E-3,-8.3210516049507747E-3,-8.3908724879334304E-3,-4.9586768482519821E-3,-4.9833878582507211E-3,-5.0083463908445975E-3,-5.0335561837909736E-3,-5.0590210504833895E-3]
[null,"OECD Americas",null,null,null,null,-2.062681256207136E-2,-2.1061238786852798E-2,-2.1514357814121809E-2,-7.3693747693644295E-3,-7.4240856387562809E-3,-7.4796149406202335E-3,-7.5359811780318069E-3,-7.5932034160561728E-3,-4.5667725837241829E-3,-4.587723674422374E-3,-4.6088678867385116E-3,-4.6302079032528752E-3,-4.6517464564593634E-3,-5.1378827221262241E-3,-5.1644168904374597E-3,-5.1912265485066543E-3,-5.2183160091116522E-3,-5.2456896755242724E-3,-4.3041948835028099E-3,-4.3228010617151888E-3,-4.3415687999329034E-3,-4.3605002116038488E-3,-4.3795974471989539E-3,-3.8652907312527159E-3,-3.8802891770431743E-3,-3.8954044728595643E-3,-3.9106379895757441E-3,-3.9259911195949175E-3]
[null,"United States",null,null,null,null,-1.9358575307333009E-2,-1.9740727670565311E-2,-2.0138271810124692E-2,-7.3211865153357961E-3,-7.3751815953800454E-3,-7.4299790400501617E-3,-7.485596867880904E-3,-7.5420536409933131E-3,-4.2647643320101935E-3,-4.2830304474955859E-3,-4.3014537046812285E-3,-4.3200361401405929E-3,-4.3387798257921283E-3,-4.1533225743114665E-3,-4.1706446067060563E-3,-4.1881117323145887E-3,-4.2057257818043899E-3,-4.2234886167689641E-3,-3.9511035027567287E-3,-3.96677664786463E-3,-3.9825746319130115E-3,-3.998498952406465E-3,-4.014551130897874E-3,-3.724100798664589E-3,-3.7380215677705487E-3,-3.7520467996308535E-3,-3.7661776745213827E-3,-3.7804153905657482E-3]
[null,"OECD Europe",null,null,null,null,-2.4075004479297418E-2,-2.4668908563462325E-2,-2.5292855708237506E-2,-1.9594805615858933E-2,-1.998643594311815E-2,-2.0394040119589712E-2,-2.0818615805562681E-2,-2.126124550732748E-2,-7.5576566056698696E-3,-7.6152097459096044E-3,-7.6736461710180089E-3,-7.7329863722840125E-3,-7.7932514797728787E-3,-1.122242566083257E-2,-1.1349797924303323E-2,-1.1480094679062771E-2,-1.1613417815127845E-2,-1.1749874011296138E-2,-1.4320552169423295E-2,-1.4528609885233988E-2,-1.4742802308590628E-2,-1.4963404827830748E-2,-1.5190709564668888E-2,-3.8606048102805038E-3,-3.8755668422743518E-3,-3.8906452981869342E-3,-3.9058415422187527E-3,-3.9211569599665501E-3]
[null,"European Union",null,null,null,null,-3.2165772725899107E-2,-3.3234795608018335E-2,-3.4377318770921608E-2,-2.2988564541746474E-2,-2.352947335868593E-2,-2.409645014030086E-2,-2.4691425852242543E-2,-2.53165270015373E-2,-1.0376357989639285E-2,-1.0485155718956495E-2,-1.0596259146142005E-2,-1.0709742351486981E-2,-1.0825682623159782E-2,-1.5395963322233374E-2,-1.563670546606933E-2,-1.5885096034054171E-2,-1.6141505397426495E-2,-1.6406328233153897E-2,-1.8287059387486086E-2,-1.8627705341315311E-2,-1.898128308971065E-2,-1.9348543266831778E-2,-1.973029574777499E-2,-6.6347817695376751E-3,-6.6790961146763195E-3,-6.724006399695585E-3,-6.7695247272847453E-3,-6.8156635300845054E-3]
[null,"OECD Asia Oceania",null,null,null,null,-1.2040298887127503E-2,-1.2187034424141882E-2,-1.2337390628434702E-2,-3.5192533018402895E-2,-3.6476223726276423E-2,-3.7857108069862672E-2,-3.9346658783622153E-2,-4.0958228213521422E-2,-1.4352950336305325E-2,-1.4561957387487194E-2,-1.4777141492205695E-2,-1.4998780595272449E-2,-1.5227169570751294E-2,-1.064969778266258E-2,-1.076433469398495E-2,-1.0881466440714306E-2,-1.1001175361215643E-2,-1.1123547457433675E-2,-1.1553104975740674E-2,-1.1688139275764812E-2,-1.182636750630473E-2,-1.19679043413257E-2,-1.211287001091509E-2,-1.0218700471876683E-2,-1.0324200383204283E-2,-1.0431901423882116E-2,-1.0541873205990232E-2,-1.0654188308248531E-2]
[null,"Japan",null,null,null,null,6.4653369159459505E-3,6.4238048532870469E-3,6.3828029725743621E-3,-4.6289460504467715E-2,-4.8536173804845067E-2,-5.1012106260453799E-2,-5.3754222363614435E-2,-5.6807886105327068E-2,-3.8481992394598877E-3,-3.8630650835764909E-3,-3.8780462285543686E-3,-3.8931440210425387E-3,-3.9083598287418878E-3,5.0922995918157504E-5,5.092040289853993E-5,5.0917810143281332E-5,5.0915217651746936E-5,5.0912625424490818E-5,-8.3808031258666895E-3,-8.4516346116384443E-3,-8.5236735863392071E-3,-8.5969511921385345E-3,-8.6714996514044573E-3,-8.8921630322677404E-3,-8.9719430122488734E-3,-9.053167515276116E-3,-9.1358761323008068E-3,-9.2201099144050089E-3]
[null,"Non-OECD",null,null,null,null,-2.5725122233138106E-2,-2.6404378086914142E-2,-2.7120477426788504E-2,-1.4626490653585685E-2,-1.4843600436637726E-2,-1.5067252715626329E-2,-1.5297747746908908E-2,-1.5535404445258682E-2,-9.3475674775138021E-3,-9.4357689646129613E-3,-9.5256508048448454E-3,-9.6172614793966771E-3,-9.7106513525895728E-3,-3.88251670307349E-3,-3.8976493919406431E-3,-3.9129005062192128E-3,-3.9282714415313467E-3,-3.943763615514434E-3,-1.7600356234635816E-3,-1.7631388105792001E-3,-1.7662529597218984E-3,-1.7693781290791394E-3,-1.7725143772518396E-3,-6.092516894428818E-4,-6.0962310334852039E-4,-6.0999497037538756E-4,-6.1036729135319472E-4,-6.1074006711367976E-4]
[null,"Eastern Europe & Eurasia",null,null,null,null,-2.3702051058251194E-2,-2.4277477059070813E-2,-2.4881538027733512E-2,{"$f":"(J38-I38)/I38","v":-2.2035692196548589E-2},-2.2532204928870741E-2,-2.3051608495429723E-2,-2.3595523259860984E-2,-2.4165726214855028E-2,-1.8914908675837307E-2,-1.9279580174139641E-2,-1.9658589527036491E-2,-2.0052799276889063E-2,-2.0463142567366834E-2,-1.3485954911162612E-2,-1.3670312124089604E-2,-1.3859779637708005E-2,-1.4054572921299484E-2,-1.4254919730133923E-2,-3.5174487273413645E-3,-3.5298648459512654E-3,-3.5423689295071008E-3,-3.5549619161442522E-3,-3.5676447573872753E-3,-2.7131045086489238E-3,-2.7204854700434125E-3,-2.727906700585809E-3,-2.7353685307295395E-3,-2.7428712945524996E-3]
[null,"Russia",null,null,null,null,-2.1811100929414774E-2,-2.2297432479696108E-2,-2.280594653264342E-2,-2.3415421298904761E-2,-2.3976849327324423E-2,-2.4565861281875771E-2,-2.5184541228133933E-2,-2.5835188600581906E-2,-1.9844300814256904E-2,-2.0246069915976009E-2,-2.0664443687651104E-2,-2.1100473228463309E-2,-2.1555300264628593E-2,-1.4172226302272961E-2,-1.4375965742083491E-2,-1.4585648525613606E-2,-1.4801538564757657E-2,-1.5023915631369031E-2,-5.1201161097240962E-3,-5.146466616354462E-3,-5.1730897500567238E-3,-5.1999897638040681E-3,-5.2271709994952884E-3,-4.167019190903066E-3,-4.1844558989372321E-3,-4.2020391464312754E-3,-4.2197707884732124E-3,-4.2376527115975011E-3]
[null,"Non-OECD Asia",null,null,null,null,-2.0671914616673181E-2,-2.1108262823466332E-2,-2.1563429357724265E-2,-1.4347837220346727E-2,-1.4556694300638469E-2,-1.4771721738276832E-2,-1.499319707341225E-2,-1.5221414744411531E-2,-8.3086577961184044E-3,-8.3782699742578244E-3,-8.4490584671238593E-3,-8.5210533450373778E-3,-8.5942857120524553E-3,-1.9483396247925264E-3,-1.952143062474599E-3,-1.9559613789107179E-3,-1.9597946615795532E-3,-1.9636429986453559E-3,-1.1398355199540298E-3,-1.141136227559308E-3,-1.1424399071253298E-3,-1.1437465688490288E-3,-1.145056222975196E-3,1.0578187246050356E-5,1.057807534918861E-5,1.0577963454886493E-5,1.0577851562566886E-5,1.0577739672806759E-5]
[null,"China",null,null,null,null,-4.316600013979642E-2,-4.5113363599227504E-2,-4.7244732389670772E-2,-1.5988887474510029E-2,-1.6248685884729629E-2,-1.6517066510190734E-2,-1.6794461751950734E-2,-1.7081333555012707E-2,-9.2287669058112014E-3,-9.3147303812906104E-3,-9.4023103673232539E-3,-9.4915528934959564E-3,-9.58250575370952E-3,-2.1739253722915957E-3,-2.1786616200650932E-3,-2.1834185502608901E-3,-2.1881962986511723E-3,-2.1929950021979424E-3,-1.4600411951839029E-3,-1.4621760324256587E-3,-1.4643171218252586E-3,-1.4664644908876172E-3,-1.4686181672808041E-3,-9.8069205506011296E-4,-9.8165475608041073E-4,-9.8261934903761229E-4,-9.8358583951515741E-4,-9.8455423311688745E-4]
[null,"India",null,null,null,null,-2.2192551505807526E-2,-2.2696238957868261E-2,-2.3223321000695189E-2,-1.7011937871032449E-2,-1.7306352463923036E-2,-1.7611137008278606E-2,-1.7926849205768283E-2,-1.8254087479400247E-2,-1.1235109685158395E-2,-1.1362771671211721E-2,-1.1493368189684425E-2,-1.1627001600015298E-2,-1.1763779078179673E-2,{"$f":"(T42-S42)/S42","v":-4.5826927354349293E-3},{"$f":"(U42-T42)/T42","v":-4.603790492681204E-3},{"$f":"(V42-U42)/U42","v":-4.6250834077015968E-3},{"$f":"(W42-V42)/V42","v":-4.6465742009408626E-3},{"$f":"(X42-W42)/W42","v":-4.6682656436437568E-3},-3.0310461313311672E-3,-3.0402613035938231E-3,-3.0495326797940832E-3,-3.0588607756926612E-3,-3.0682461133788837E-3,-6.9995237070618439E-4,-7.0044264719763415E-4,-7.0093361099179171E-4,-7.0142526353443699E-4,-7.019176062763988E-4]
[null,"Middle East",null,null,null,null,-3.0893167471581932E-2,-3.1877979222353893E-2,-3.2927646038613666E-2,-2.3380883084758407E-2,-2.394063630313658E-2,-2.4527848605909241E-2,-2.514459133544223E-2,-2.5793149539876575E-2,-2.2994521166228576E-2,-2.3535713631489954E-2,-2.4102994815120123E-2,-2.4698297757921601E-2,-2.5323751308075904E-2,-1.8982794889605636E-2,-1.9350114137365586E-2,-1.9731929219921611E-2,-2.0129115502271942E-2,-2.0542620278578897E-2,-9.9251051524041293E-3,-1.0024600365138962E-2,-1.0126110576925852E-2,-1.0229697626257854E-2,-1.0335425908136684E-2,-5.5548613989358665E-3,-5.5858902450367136E-3,-5.6172676858067608E-3,-5.6489996288790574E-3,-5.6810921161347299E-3]
[null,"Africa",null,null,null,null,-6.7053175093392823E-3,-6.7505823070809941E-3,-6.7964623858136047E-3,-1.8493630155720451E-2,-1.8842088776922099E-2,-1.9203930948724045E-2,-1.9579942818592044E-2,-1.9970973334513444E-2,-1.4996081710880052E-2,-1.522438787545856E-2,-1.5459753153932991E-2,-1.5702510083724402E-2,-1.5953012422148975E-2,-1.6714747289871809E-2,-1.6998879260929283E-2,-1.7292838128351931E-2,-1.759714266803172E-2,-1.7912348825839568E-2,-1.1389463635776363E-2,-1.1520677978673829E-2,-1.1654950915023192E-2,-1.1792390649210385E-2,-1.1933110550482016E-2,-1.036912549969044E-2,-1.0477770820282948E-2,-1.0588716969975327E-2,-1.0702037819447287E-2,-1.0817810435855424E-2]
[null,"Latin America",null,null,null,null,-9.768056914164245E-3,-9.8644130623822632E-3,-9.9626891433040841E-3,-1.7409817710685123E-2,-1.7718289908130916E-2,-1.80378904810043E-2,-1.8369232688458973E-2,-1.8712975693261809E-2,-6.2353587646238641E-3,-6.2744824135345751E-3,-6.3141001237181412E-3,-6.3542213132985722E-3,-6.3948556413100524E-3,-4.9212214133044071E-3,-4.9455596071440395E-3,-4.9701397294315951E-3,-4.9949654054404951E-3,-5.0200403332387542E-3,5.9806868843360166E-3,5.9451309178300896E-3,5.9099952225085258E-3,5.875272390748267E-3,5.8409551879966331E-3,3.9589603118575546E-3,3.9433487506577072E-3,3.9278598295064441E-3,3.9124921089183839E-3,3.8972441718496723E-3]
[null,"Brazil",null,null,null,null,4.2061910197974187E-2,4.0364118279674323E-2,3.8798068455512896E-2,4.3681015042779936E-3,4.3491041757856685E-3,4.3302713744684971E-3,4.3116009722006304E-3,4.2930908773997044E-3,2.1747490820260638E-2,2.128460408823896E-2,2.0841011411545565E-2,2.041553109502163E-2,2.000707601256645E-2,1.0197551129325261E-2,1.0094610819364318E-2,9.9937280243240292E-3,9.8948416678519297E-3,9.7978930672725645E-3,1.9835144878041423E-2,1.9449363926768222E-2,1.9078303067306839E-2,1.8721135569154522E-2,1.837709547342916E-2,1.3186580615539199E-2,1.3014957824972218E-2,1.2847744966092664E-2,1.2684774221936616E-2,1.2525886183766006E-2]